## 填表说明
填表说明
注意： 请勿删除Sheet或给Sheet重命名。 可以调整列顺序，请勿修改或删除表头。 请勿合并单元格。 只按新增记录导入。 最后2个Sheet“检测能力范围（样例）”、“设备标准物质（样例）”是样例内容。 导入发生错误时，请参照系统提示信息，修改模板数据进行重试。
1、“能力范围”Sheet，“检测对象”与“项目/参数”是一对多的关系，“项目/参数”与“方法标准”是一对多的关系。
2、“能力范围”Sheet，如果多个“项目/参数”对应一个“检测对象”时，第一行填写“检测对象”相关信息，其他行重复的则不需要填写；“项目/参数”填写方式同理；“方法标准”则必须填写完整，即使相同的方法标准，也需逐行填写，不能只填第一行。
3、“能力范围”Sheet，“检测对象”中【类别】分“产品”和“产品类别”，“产品”表示某种东西，“产品类别”表示某类东西，示例：巧克力（产品），食品（产品类别）。【类别】选择“产品”时，“项目/参数”存在全部/部分参数的可能，如果该项目为全部/部分项目，则【是否全部参数】选择“Y”，且一个“检测对象”下只能有一个【是否全部参数】选为“Y”的项目/参数，不能多个参数都是全部参数，具体可见样例；注意：并不是【类别】为“产品”后面就必须有全部参数，如果不是全部参数，【是否全部参数】空着不填即可。当【类别】选择“产品类别”时，则“项目/参数”不存在全部/部分参数的可能，【是否全部参数】不需要选择，空着即可。
4、“能力范围”Sheet，“方法标准”中的【设备编号】对应“设备标准物质”Sheet里的【设备编号】，多个用英文逗号“,”隔开，【设备编号】可以是任意符号或序号。“检测对象”中的选“产品”，且参数栏选“全部参数”或“部分参数”时，不用设备编号。
5、“能力范围”Sheet，“领域代码”多个用英文逗号“,”隔开，格式请按照标准格式进行例如“0601”,“060103”。
6、“能力范围”Sheet，【能源之星】空着不填则默认为“N”，【是否全部参数】空着不填则默认为“N”，【子目录附表2展开】空着不填则默认为“N”，也就是说如果大家想选择“N”的时候只需要空着就行，他们默认就是“N”。只有当【是否全部参数】选择“Y”时【子目录附表2展开】才有需要选择，否则【子目录附表2展开】选择将不具意义。【子目录附表2展开】为“Y”，则表示附表2打印扩展参数，为“N”则不打印。
7、“能力范围”Sheet，“方法标准”中【方法名称中文】【依据标准号】需要将方法进行拆分，如“水质 砷的测定 原子荧光光度法SL 327.1-2005，Water quality -Determination of arsenic—Atomic fluorescence spectrometric method SL 327.1-2005”拆分为【方法名称中文】“水质 砷的测定 原子荧光光度法”，【方法名称英文】“Water quality -Determination of arsenic—Atomic fluorescence spectrometric method”，【依据标准号】“SL 327.1-2005”。
8、“设备标准物质”Sheet，【是否确认】不填默认为“Y”。
9、“设备标准物质”Sheet，【规格种类①扩展不确定度 ②最大允差 ③准确度等级】中第一个字符为“①”、“②”、“③”，后面接描述。
10、“实验室能力大类”Sheet，【大类别编号】只能为数字正整数类型，且不能重复！根据实验室能力实际情况进行大类设置，大类并非必填项，如果能力无大类信息，可不用填写，【大类别编号】和后面的“实验室能力大类”sheet空着就行。
注：备注1值填写为：变更，扩项，其它；（若值为变更或扩项时英文字段无需填写，值为其它时，中英文需填写）

## 检测能力范围
检测对象 |  |  |  |  | 项目/参数 |  |  |  |  | 方法标准
大类别编号 | 对象名称 | 对象名称(英文) | 能源之星 | 是否包含全部/部分参数 | 参数名称 | 参数名称(英文) | 是否全部/部分参数 | 领域代码 | 子目录附表2展开 | 方法名称 | 方法名称(英文) | 依据标准号 | 依据标准号(英文) | 条款号 | 条款号(英文) | 说明 | 说明(英文) | 备注1 | 备注1(英文) | 检测开展日期 | 近两年检测次数 | 设备编号
1 | 整车 | Motor vehicles |  | N | 定型试验 | Approval evaluation |  | 0317 |  | 汽车道路试验方法通则 | Motor vehicles-General rules of road test method | GB/T 12534-1990 | GB/T 12534-1990 | [7 empty] | ＞100 | 571-113,573-061,573-430,D573-263,D572-122
[10 empty] | 客车定型试验规程 | Bus and coach - Engineering approval evaluation process | GB/T 13043-2006 | GB/T 13043-2006 | [7 empty] | 50 | 573-535,D571-450,571-113,D573-239,571-093,571-113,570-077,D572-049,573-430,570-079,D573-075,573-056,573-063,579-056,573-060,D573-008,579-026,579-026-2,579-026-3,570-071-1,573-214,D576-016,D574-084,572-046,573-066,573-082,573-535,572-013
[10 empty] | 矿用自卸汽车定型试验规程 | Mine dump truck- Engineering approval evaluation program | QC/T 75-1998 | QC/T 75-1998 | [7 empty] | 50 | D571-450,D573-239,571-093,571-113,D571-450,570-077,D572-049,571-093,573-430,570-079,D573-075,573-056,573-063,579-056,573-060,D573-008,579-026,579-026-2,579-026-3,570-071-1,573-214,D576-016,D574-084,572-046,573-066,573-082,573-535,572-013
[10 empty] | 矿用自卸汽车试验方法通则 | Mine dump truck -Trailer test procedure | QC/T 76.1-1993 | QC/T 76.1-1993 | [7 empty] | 50 | D571-450,D573-239,571-093,571-113,D571-450,570-077,D572-049,571-093,573-430,570-079,D573-075,573-056,573-063,579-056,573-060,D573-008,579-026,579-026-2,579-026-3,570-071-1,573-214,D576-016,D574-084,572-046,573-066,573-082,573-535,572-013
[10 empty] | 载货汽车定型试验规程 | Trucks-Engineering approval evaluation program | GB/T 1332-1991 | GB/T 1332-1991 | [7 empty] | 60 | 573-535,D571-450,D573-239,571-093,571-113,D571-450,570-077,D572-049,571-093,573-430,570-079,D573-075,573-056,573-063,579-056,573-060,D573-008,579-026,579-026-2,579-026-3,570-071-1,573-214,D576-016,D574-084,572-046,573-066,573-082,573-535,572-013
[10 empty] | 货运挂车产品质量检查试验规程 | Quality inspection and test program for trunk-trailer manufacture | GB/T 13872-2002 | GB/T 13872-2002 | [7 empty] | 20 | 571-113,573-061,573-430,D573-263,D572-122,D573-087,573-470
[10 empty] | 电动汽车定型试验规程 | Electric vehicles -engineering approval evaluation program | GB/T 18388-2005 | GB/T 18388-2005 | [7 empty] | 80 | 573-430,D572-049,D573-075,D573-239,573-465,573-436,571-113,571-113,D571-450,571-111,571-093
[10 empty] | 天然气汽车定型试验规程 | CNG vehicles- Engineering approval evaluation program | GB/T 23335-2009 | GB/T 23335-2009 | [7 empty] | 10 | D571-450,D573-239,571-093,571-113,D571-450,570-077,D572-049,571-093,573-430,570-079,D573-075,573-056,573-063,579-056,573-060,D573-008,579-026,579-026-2,579-026-3,570-071-1,573-214,D576-016,D574-084,572-046,573-066,573-082,573-535,572-013
[10 empty] | 道路车辆货运挂车试验方法 | Road vechiles - Trailer test procedure | GB/T 13873-2015 | GB/T 13873-2015 |  |  | 不测7、8 | Except for 7、8 |  |  |  | 8 | D573-239,571-093
[10 empty] | 液化石油气汽车定型试验规程 | Approval evaluation test program for liquefied petroleum gas vehicles | GB/T 28962-2012 | GB/T 28962-2012 | [7 empty] | 6 | D571-450,D573-239,571-093,571-113,D571-450,570-077,D572-049,571-093,573-430,570-079,D573-075,573-056,573-063,579-056,573-060,D573-008,579-026,579-026-2,579-026-3,570-071-1,573-214,D576-016,D574-084,572-046,573-066,573-082,573-535,572-013
[10 empty] | 专用汽车定型试验规程 | Special purpose vehicle- Engineering approval evaluation program | QC/T 252-1998 | QC/T 252-1998 | [7 empty] | ＞100 | D571-450,D573-239,571-093,571-113,D571-450,570-077,D572-049,571-093,573-430,570-079,D573-075,573-056,573-063,579-056,573-060,D573-008,579-026,579-026-2,579-026-3,570-071-1,573-214,D576-016,D574-084,572-046,573-066,573-082,573-535,572-013
[10 empty] | 液化石油气汽车定型试验规程 | LPG vehicles- Engineering approval evaluation program | QC/T 256-1998 | QC/T 256-1998 | [7 empty] | 8 | D571-450,D573-239,571-093,571-113,D571-450,570-077,D572-049,571-093,573-430,570-079,D573-075,573-056,573-063,579-056,573-060,D573-008,579-026,579-026-2,579-026-3,570-071-1,573-214,D576-016,D574-084,572-046,573-066,573-082,573-535,572-013
[10 empty] | 汽车整车产品质量检查评定方法 | Vehicles quality inspection and assessment method | QC/T 900-1997 | QC/T 900-1997 | [7 empty] | ＞100 | 578-022,D571-450,573-061,D573-263,577-056,573-062
[10 empty] | 混合动力电动汽车 定型试验规程 | Hybrid electric vehicles-Engineering approval evaluation program | GB/T 19750-2005 | GB/T 19750-2005 | 4.3 | 4.3 | [5 empty] | ＞100 | 573-430,D572-049,D573-075,D573-239,573-465,573-436,571-113
[10 empty] | 超级电容电动城市客车 定型试验规程 | Ultracapacitor Electric City Bus-Engineering Approval Evaluation Program | QC/T 925-2013 | QC/T 925-2013 | [7 empty] | 20 | 578-022,571-113,571-093,D571-450,573-056,574-143,574-160,D574-083
[5 empty] | 可靠性和耐久性 | Reliability&Durability |  | 031702 |  | 汽车可靠性行驶试验方法 | Reliability running test method for automobiles | GB/T 12678-1990 | GB/T 12678-1990 | [7 empty] | ＞100 | 573-430,D573-258,D572-122,571-093,573-061,D576-016,573-062
[10 empty] | 汽车耐久性行驶试验方法 | Motor vehicles-Durability running-Test method | GB/T 12679—1990 | GB/T 12679—1990 |  |  | 只测 精密测量 | Except for precision measurement |  |  |  | ＞100 | 573-534,573-430,D573-258,D572-122,571-093,573-061,D576-016,573-062
[10 empty] | 汽车技术状况行驶检查方法 | Inspection method for vehicle technical running status | GB/T 12677-1990 | GB/T 12677-1990 | [7 empty] | ＞100 | 571-113,573-061,573-430,D573-263,D572-122
[10 empty] | 汽车整车产品质量检验评定方法 | Inspection and evaluating method for motor vehicle manufacture | QC/T 900-1997 | QC/T 900-1997 | [7 empty] | ＞100 | 573-061
[5 empty] | 尺寸和重量 | Dimension and weight |  | 031701 |  | 道路车辆外廓尺寸、轴荷及质量限值 | Limits of dimensions , axle load and masses for road vehicles | GB 1589-2016 | GB 1589-2016 | [7 empty] | ＞100 | D571-450,571-113
[10 empty] | 车辆安全检测项目之车种代号及其适用规定 | The applicable motor vehicle category for vehicle inspection and testing | 车辆安全检测基准01 | Vehicle Safety Testing Directions01 | [7 empty] | 12 | D571-450,571-113
[10 empty] | 汽车外部尺寸测量方法 | Road vehicles-Measuring mehod of exterior dimensions | JIS D0302-1996 | JIS D0302-1996 | [7 empty] | 10 | D571-450,571-113
[10 empty] | 汽车主要尺寸参数 | Motor vehicle dimensions | SAE J1100-2009 | SAE J1100-2009 | [7 empty] | 10 | D571-450,571-113
[10 empty] | 汽车主要尺寸定义 | Defination of motor vehicle dimensions | DIN 70020-1-1993 | DIN 70020-1-1993 | [7 empty] | 10
[10 empty] | 机动车运行安全技术条件 | Safety specifications for power-driven vehicles operating on roads | GB 7258-2017 | GB 7258-2017 | [7 empty] | ＞100 | D571-450,571-113
[10 empty] | 汽车主要尺寸测量方法 | Motor vehicles-Basic dimensions-Measuring method | GB/T 12673-1990 | GB/T 12673-1990 | [7 empty] | ＞100
[10 empty] | 汽车质量（重量）参数测定方法 | Motor vehicles-Weight parameter-Measuring method | GB/T 12674-1990 | GB/T 12674-1990 | [7 empty] | ＞100 | 571-113
[10 empty] | H点和R点确认程序 | Procedure for H-point and R-point determination | GB/T 29120-2012 | GB/T 29120-2012 | [7 empty] | 50 | 571-156,JMC-专-4,D571-371,D571-461
[10 empty] | 车辆结构及尺寸 | Vehicle Configuration and Dimensions | ADR 43/04 | ADR 43/04 | [7 empty] | 15 | D571-450,571-093,571-113,D573-263
[5 empty] | 通过性 | Dynamics pass-capability |  | 031701 |  | 汽车最小转弯直径、最小转弯通道圆直径和外摆值测量方法 | Minimum turning circle diameters, Turning clearance circle diameters and Out value test method for motor vehicles | GB/T 12540-2009 | GB/T 12540-2009 | [7 empty] | ＞100 | D571-450,D573-263
[10 empty] | 汽车最小转弯半径试验方法 | Minimum turning radius test procedure of Automobiles | JIS D1025-1985 | JIS D1025-1985 | [7 empty] | ＞100 | D571-450,D573-263
[10 empty] | 汽车主要尺寸测量方法 | Motor vehicles-Basic dimensions-Measuring method | GB/T 12673-1990 | GB/T 12673-1990 | [7 empty] | ＞100 | D571-450,579-068,571-184
[10 empty] | 两轴道路车辆重心位置的测定 | Road vehicles with two axles –Determination of centre of granity | GB/T 12538-2003 | GB/T 12538-2003 | [7 empty] | ＞100 | 571-113,D571-450
[10 empty] | 机动车运行安全技术条件 | Safety specifications for power-driven vehicles operating on roads | GB 7258-2017 | GB 7258-2017 | [7 empty] | ＞100 | D571-450,579-068,571-184
[10 empty] | 汽车地形通过性试验方法 | Motor vehicles-Passing topography capacity-Test mothod | GB/T 12541-1990 | GB/T 12541-1990 | [7 empty] | 20 | D571-450,D576-016,572-048
[5 empty] | 滑行 | coast down |  | 031702 |  | 汽车滑行试验方法 | Motor vehicles-coast down -Test method | GB/T 12536-2017 | GB/T 12536-2017 | 4,5 | 4,5 | [5 empty] | ＞100 | D573-258,573-430,573-061,D573-263,D572-122
[10 empty] | 汽车滑行试验方法 | Automobiles-Coasting test method | JIS D1015-1993 | JIS D1015-1993 | [7 empty] | 10 | D573-258,573-430,573-061,D573-263,D572-122
[10 empty] | 轻型汽车污染物排放限值及测量方法(中国Ⅲ、Ⅳ阶段) | Limits and measurement methods for emissions from light-duty vehicles(China Ⅲ、Ⅳ) | GB 18352.3-2005 | GB 18352.3-2005 | 附件 CC | Appendix CC | [5 empty] | >100 | D573-258,573-430,573-061,D573-263,D572-122,573-180,573-322
[10 empty] | 轻型汽车污染物排放限值及测量方法（中国第五阶段） | Limits and measurement methods for emissions from light-duty vehicles（China V） | GB18352.5-2013 | GB18352.5-2013 | 附件 CB | Appendix CB | [5 empty] | >100 | D573-258,573-430,573-061,D573-263,D572-122,573-180,573-322
[10 empty] | 轻型汽车污染物排放限值及测量方法（中国第六阶段） | Limits and measurement methods for emissions from light-duty vehicles（China VI） | GB18352.6-2016 | GB18352.6-2016 | 附件 CC | Appendix CC | [5 empty] | >30 | D573-258,573-430,573-061,D573-263,D572-122,573-180,573-322
[10 empty] | 重型商用车辆燃料消耗量测量方法 | Fuel consumption test methods for heavy-duty commercial vehicles | GB/T 27840-2011 | GB/T 27840-2011 | [7 empty] | >100 | 573-431
[10 empty] | 关于根据发动机燃油要求就污染物排放方面批准车辆的统一规定 | Uniform provisions concerning the approval of vehicles with regard to the emission of pollutants according to engine fuel requirements | ECE R83 | ECE R83 | [7 empty] | >30 | D573-258,573-430,573-061,D573-263,D572-122,573-180,573-322
[10 empty] | 关于轻型乘用车和商用车（欧5和欧6）在排放方面的型式核准以及对于车辆维修和保养信息的访问 | On type approval of motor vehicles with respect to emissions from light passenger and commercial | 715/2007/EC | 715/2007/EC | [7 empty] | >30 | D573-258,573-430,573-061,D573-263,D572-122,573-180,573-322
[10 empty] | 在控制机动车辆主动点燃式（positive-ignition）发动机气体污染物的措施方面协调统一各成员国法律的理事会指令 | European Union Council Directive | 70/220/EEC（98/69/EC） | 70/220/EEC（98/69/EC） | [7 empty] | >30 | D573-258,573-430,573-061,D573-263,D572-122,573-180,573-322
[10 empty] | 轻型汽车排放控制 | Emission Control for Light Vehicles | ADR 79/03/04 | ADR 79/03/04 | [7 empty] | >30 | D573-258,573-430,573-061,D573-263,D572-122,573-180,573-322
[5 empty] | 动力性 | Dynamic characteristics |  | 031702 |  | 汽车加速性能试验方法 | Acceleration performance test method for motor vehicles | GB/T 12543-2009 | GB/T 12543-2009 | [7 empty] | ＞100 | D573-258,573-430,573-061,D573-263,D572-122
[10 empty] | 汽车最高车速试验方法 | Motor vehicles-Maximum speed-Test method | GB/T 12544-2012 | GB/T 12544-2012 | [7 empty] | ＞100 | D573-258,573-430,573-061,D573-263,D572-122
[10 empty] | 《汽车加速试验方法》 | Acceleration test method of Automobiles | JIS D1014-1982 | JIS D1014-1982 | [7 empty] | ＞100 | D573-258,573-430,573-061,D573-263,D572-122
[10 empty] | 汽车最低稳定车速试验方法 | Minimum stable speed test method for motor vehicles | GB/T 12547-2009 | GB/T 12547-2009 | [7 empty] | ＞100 | D573-258,573-430,573-061,D573-263,D572-122
[10 empty] | 汽车爬陡坡试验方法 | Motor vehicles-Steep hill climbing-Test method | GB/T 12539-2018 | GB/T 12539-2018 | [7 empty] | ＞100 | D576-016,D571-450,573-062,571-093
[10 empty] | 关于就最大车速的测量方面批准包括纯电动车辆在内的机动车的统一规定 | Uniform Provisions concerning the approval of power-driven vehicles including pure electric vehicles with regard to the measurement of the maximum speed | ECE R68 | ECE R68 | [7 empty] | ＞50 | D573-258,573-430,573-061,D573-263,D572-122
[5 empty] | 平顺性 | Harshness |  | 031702 |  | 汽车平顺性试验方法 | Method of test -Automotive ride comfort | GB/T 4970-2009 | GB/T 4970-2009 | 4,5,6 | 4,5,6 | [5 empty] | ＞100 | 573-320,573-061,D571-450,573-430,D573-263
[10 empty] | 机械振动和冲击，人体处于全反射振动的评价第1部分-一般要求 | Mechanical vibration and shock-Evaluation of human exposure to whole-body vibration-Part 1:General requirements | ISO2631-1:1997 | ISO2631-1:1997 | [7 empty] | 30 | 573-320,573-061,D571-450,573-430,D573-263
[10 empty] | 卧铺客车平顺性随机输入行驶试验方法 | Test method for random input comfortability of sleeper passenger car | QC/T 677-2001(2005) | QC/T 677-2001(2005) | [7 empty] | 20 | 573-320,573-061,D571-450,573-430,D573-263
[10 empty] | 客车平顺性评价指标及限值 | Buses-ride comfort-evaluation value and limits | QC/T 474-2011 | QC/T 474-2011 | 5 | 5 | [5 empty] | ＞100
[5 empty] | 操纵稳定性 | Controllability and stability |  | 031702 |  | 汽车操纵稳定性试验方法 | Controllability and stability test procedure for automobile | GB/T 6323-2014 | GB/T 6323-2014 | [7 empty] | 15 | 579-136,573-455,573-465,571-113,D571-450,573-430,D573-263,D572-122,573-214
[10 empty] | 乘用车—急剧变换车道操纵用试验车道——第1部分:两车道变换 | Passenger cars - Test track for a severe lane-change manoeuvre - —ouble-lane change | ISO 3888-1:1999 | ISO 3888-1:1999 | [7 empty] | 10 | 579-136,573-455,573-465,571-113,D571-450,573-430,D573-263,D572-122,573-214
[10 empty] | 乘用车--急剧变换车道操纵用试验车道--第2部分：障碍物规避 | Passenger cars -- Test track for a severe lane-change manoeuvre -- Part 2: Obstacle avoidance | ISO 3888-2:2011 | ISO 3888-2:2011 | [7 empty] | 10 | 579-136,573-455,573-465,571-113,D571-450,573-430,D573-263,D572-122,573-214
[10 empty] | 道路车辆--横向瞬态响应试验方法--开环试验方法 | Road vehicles -- Lateral transient response test methods -- Open-l | ISO 7401:2011 | ISO 7401:2011 | [7 empty] | 10 | 579-136,573-455,573-465,571-113,D571-450,573-430,D573-263,D572-122,573-214
[10 empty] | 汽车稳态圆周试验方法 | Passenger car- Steady-state circular driving behaviour -open loop test methods | ISO 4138-2012 | ISO 4138-2012 | [7 empty] | 10 | 579-136,573-455,573-465,571-113,D571-450,573-430,D573-263,D572-122,573-214
[10 empty] | 营运货车安全技术条件 第1部分：载货汽车 | Safety specification for commerciai vehicle for cargos transportation-Part1:Goods vehicle | JT/T1178.1-2018 | JT/T1178.1-2018 | 4.5 | 4.5 |  |  |  |  | 2017 | 2 | 573-519,D571-280,571-113,D571-454,D573-239,573-619
[10 empty] | 营运车辆抗侧翻稳定性试验方法稳态圆周试验 | commercial vehicle anti-rolling stabilitiy test method-Steady circle test | JT/T 884-2014 | JT/T 884-2014 | [6 empty] | 2017 | 2 | 573-519,D571-280,571-113,D571-454,D573-239,573-619
[5 empty] | 限速要求 | Speed limit requirement |  | 031702 |  | 车辆车速限制系统技术要求 | Requirement of speed limitation system for motor vehicles | GB/T 24545-2009 | GB/T 24545-2009 | [7 empty] | ＞100 | D573-258,573-430,573-061,D573-263,D572-122
[10 empty] | 关于对限制最高车速的车辆认证、对装有已认证限速装置（SLD）的车辆认证和对限速装置（SLD）认证的统一规定 | uniform provisions concerning the approval of: Ⅰ. Vehicle with regard to limitation of their maximum speed Ⅱ. Vehicle with regard to the installation of a speed limitation device(SLD) of an approved type Ⅲ. speed limitation device(SLD) | ECE R89 | ECE R89 | [7 empty] | ＞100 | D573-258,573-430,573-061,D573-263,D572-122
[10 empty] | 重型货车和重型客车的最高道路车速限制 | Maximum Road Speed Limiting for Heavy Goods Vehicles and Heavy Omnibuses | ADR 65/00 | ADR 65/00 | [7 empty] | 20 | D573-258,573-430,573-061,D573-263,D572-122
[5 empty] | 密封性 | Proof |  | 031702 |  | 客车防雨密封性限值及试验方法 | Rain proof performance limit and test method for buses | QC/T 476-2007 | QC/T 476-2007 | [7 empty] | ＞100 | 579-155,D576-016
[10 empty] | 微型货车防雨密封性试验方法 | Rain proof performance test mothod for mini-truck | QC/T 271-1999 | QC/T 271-1999 | [7 empty] | 20 | 579-155,D576-016
[5 empty] | 隔热通风、采暖性能 | Ventilation,heat insulation and Heating performance |  | 031702 |  | 汽车采暖性能要求和试验方法 | Motor vehicle-Heating performance requirement-Test method | GB/T 12782-2007 | GB/T 12782-2007 | [7 empty] | 10 | 573-430,D571-450,D573-075,579-056,572-048,579-064,570-071-1,JML-280-1,D572-049
[10 empty] | 汽车隔热通风试验方法 | Motor vehicle- Ventilation and heat insulation-Test method | GB/T 12546-2007 | GB/T 12546-2007 | [7 empty] | 8 | 573-430,D571-450,D573-075,579-056,572-048,579-064,570-071-1,JML-280-1,D572-049
[10 empty] | 汽车空调制冷系统性能要求和试验方法 | Air-conditioning refrigeration system performances road test method for motor vehicles | QC/T 658-2009 | QC/T 658-2009 | [7 empty] | 8 | 573-430,D571-450,D573-075,579-056,572-048,579-064,570-071-1,JML-280-1,D572-049,573-061
[5 empty] | 热平衡 | Thermal Equilibrium |  | 031702 |  | 汽车热平衡能力道路试验方法 | Motor Vehicles - Road Test Method Of Thermal Balance Capacity | GB/T 12542-2009 | GB/T 12542-2009 | [7 empty] | 8 | 573-430,D571-450,D573-075,579-056,572-048,579-064,570-071-1,JML-280-1,D572-049,573-061
[5 empty] | 环境适应性 | Environment adaptability |  | 031799 |  | 汽车起动性能试验方法 | Motor vehicle--Starting performance-Test method | GB/T 12535-2007 | GB/T 12535-2007 | [7 empty] | ＞20 | D576-016,570-071-1,D574-084,573-056,573-063,572-045
[10 empty] | 《汽车起动试验方法》 | Automobiles-Starting test method | JIS D1021-1993 | JIS D1021-1993 | [7 empty] | ＞20 | D576-016,570-071-1,D574-084,573-056,573-063,572-045
[5 empty] | 燃料消耗量 | Fuel consumption |  | 031702 |  | 轻型汽车燃料消耗量标识 | Fuel conscription label for light vehicle | GB 22757-2008 | GB 22757-2008 | [7 empty] | 20 | D571-454
[10 empty] | 轻型汽车能源第一部分消耗量标识：汽油和柴油汽车 | Energy consumiption label for light-duty vehicles-Part 1:For gasoline and diesel vehicles | GB 22757.1-2017 | GB 22757.1-2017 | [7 empty] | 2 | D571-454
[10 empty] | 轻型汽车能源消耗量标识 第2部分：可外接充电式混合动力电动汽车和纯电动汽车 | Energy consumiption label for light-duty vehicles-Part 2:For off-vehicle-chargeadle hybrid electric vehicles and pure electric vehicles | GB 22757.2-2017 | GB 22757.2-2017 | [7 empty] | 2 | D571-454
[10 empty] | 乘用车燃料消耗量评价方法及指标 | fuel consumption evaluation methods and targets for passenger cars | GB 27999-2011 | GB 27999-2011 |  |  | 仅用于委托试验 | only the specified test |  |  |  | ＞20
[10 empty] | 乘用车燃料消耗量评价方法及指标 | fuel consumption evaluation methods and targets for passenger cars | GB 27999-2014 | GB 27999-2014 | [7 empty] | ＞20
[10 empty] | 道路运输车辆综合性能和检验方法 | Composite performance requirement and detecting methods for road transport vehicles | GB 18565-2016 | GB 18565-2016 | [7 empty] | <10 | 573-534,D573-258,573-430,D572-122,571-113,573-061,573-062
[10 empty] | 轻型汽车燃料消耗量试验方法 | Measurement methods of fuel consumption for light-duty vehicles | GB/T 19233-2008 | GB/T 19233-2008 | [7 empty] | >100 | D573-286,572-060,573-322,570-118,570-119,570-121,D573-285,572-045,570-181,573-180
[10 empty] | 汽车燃料消耗量试验方法 第1部分：乘用车燃料消耗量试验方法 | Measurement methods of fuel consumption for automobiles - Part 1: Measurement methods of fuel consumption for passenger cars | GB/T 12545.1-2008 | GB/T 12545.1-2008 |  |  | 不用测功机试验法 | Except for dynamometer method |  |  |  | >30 | 573-534,D573-258,573-430,D572-122,571-113,573-061,573-062
[10 empty] | 商用车辆燃料消耗量试验方法 | Commercial vehicle-fuel consumption test method | GB/T 12545.2-2001 | GB/T 12545.2-2001 | [7 empty] | >30 | 573-534,D573-258,573-430,D572-122,571-113,573-061,573-062
[10 empty] | 汽车燃料消耗试验方法 | Automobiles-Rate of fuel consumption test methods | JIS D1012-2005 | JIS D1012-2005 | [7 empty] | 20 | 573-534,D573-258,573-430,D572-122,571-113,573-061,573-062
[10 empty] | 压缩天然气汽车燃料消耗量试验方法 | Test methods for fuel consumption of CNG vehicles | GB/T 29125-2012 | GB/T 29125-2012 |  |  | 只用碳平衡法 | only carbon balance method |  |  |  | >30 | 573-431,570-148,573-180,573-322,570-119,570-181,570-118,572-045,572-060,D573-285,D573-286,570-121,573-182-1,573-478,573-182,570-174
[10 empty] | 重型商用车辆燃料消耗量测量方法 | Fuel consumption test methods for heavy-duty commercial vehicles | GB/T 27840-2011 | GB/T 27840-2011 | [7 empty] | >100 | 573-431,573-432,570-147,570-148,573-476,573-477
[10 empty] | 营运客车燃料消耗量限值及测量方法 | Limits and measurement methods of fuel consumption for commercial vehicle for passenger transportation | JT/T 711-2016 | JT/T 711-2016 | [7 empty] | ＞50 | 573-534,D573-258,573-430,D572-122,571-113,573-061,573-062
[10 empty] | 营运货车燃料消耗量限值及测量方法 | Limits and measurement methods of fuel consumption for commercial vehicle for cargos transportation | JT/T 719-2016 | JT/T 719-2016 | [7 empty] | ＞20 | 573-534,D573-258,573-430,D572-122,571-113,573-061,573-062
[10 empty] | 轻型车的燃油消耗量 | Fuel Consumption Labelling for Light Vehicles | ADR 81/02 | ADR 81/02 | [7 empty] | ＞20
[10 empty] | 关于就CO2和燃料消耗量的测量方面、和/或电能消耗量和续驶里程的测量方面批准仅装用内燃机的乘用车或混合动力电动乘用车，和就电能消耗量和续驶里程的测量方面批准仅装用电驱动的M1和N1类车辆的统一规定 | Uniform Provisions Concerning The Approval Of Passenger Cars Powered By An Internal Combustion Engine Only, Or Powered By A Hybrid Electric Power Train With Regard To The Measurement Of The Emission Of Carbon Dioxide And Fuel Consumption And/Or The Measurement Of Electric Energy Consumption And Electric Range, And Of Categories M1 And N1 Vehicles Powered By An Electric Power Train Only With Regard To The Measurement Of Electric Energy Consumption And Electric Range | ECE R101 | ECE R101 | [7 empty] | >30 | D573-286,572-060,573-322,570-118,570-119,570-121,D573-285,572-045,570-181,573-180,574-337
[10 empty] | 实施关于换档指示器（GSI）的第661/2009号欧洲议会和理事会条列（EC），并修订欧洲议会和理事会第2007/46/EC号指令 | implementing Regulation (EC) No 661/2009 of the European Parliament and of the Council as regards gear shift indicators and amending Directive 2007/46/EC of the European Parliament and of the Council | EU 65/2012 | EU 65/2012 | [7 empty] | >30 | 573-436,573-437,573-438,573-439,573-440,573-441,573-442,573-443,573-444,573-445,573-446,573-447,573-448,573-449,573-450,573-451,573-452,573-453,573-534
[10 empty] | 在机动车辆燃料消耗方面协调统一各成员国法律的理事会指令 | Council Directive On the approximation of the laws of the Member States relating to the fuel consumption of motor vehicles | 80/1268/EEC | 80/1268/EEC | [7 empty] | >100 | 573-180,573-322,570-119,570-181,570-118,572-045,572-060,D573-285,D573-286,570-181,570-121,573-182-1,573-478,573-182,570-174,574-337
[5 empty] | 外部照明和信号装置的安装要求 | Regulate for installation of the external lighting and light signalling device |  | 031709 |  | 汽车及挂车外部照明和信号装置的安装规定 | Prescription for installation of the external lighting and light signalling devices for motor vehicles and their trailers | GB 4785-2007 | GB 4785-2007 | [7 empty] | ＞100 | D571-450,571-113,571-093,577-056
[10 empty] | 车辆灯光与标志检验规定 | The installation of lighting and light-signaling devices | 车辆安全检测基准03 | Vehicle Safety Testing Directions03 | [7 empty] | 20 | D571-450,571-113,571-093,577-056
[10 empty] | 《关于就照明和光信号装置的安装方面批准车辆的统一规定》 | Uniform Provisions Concerning The Approval Of Vehicles With Regard To The Installation Of Lighting And Light-Signalling Devices | ECE R48 Rev9 | ECE R48 Rev9 | [7 empty] | ＞100 | D571-450,571-113,571-093,577-056
[10 empty] | 《机动车辆及其挂车的照明与信号装置的安装》 | lighting installation | ADR 13/00 | ADR 13/00 | [7 empty] | 20 | D571-450,571-113,571-093,577-056
[10 empty] | 载重计安装规定 | Installation requirements of pay load meter | 车辆安全检测基准10 | Vehicle Safety Testing Directions10 | [7 empty] | 10 | D571-450,571-113,571-093,577-056
[10 empty] | 道路车辆-机动车辆及其挂车的照明与信号装置的安装 | Road vehicles-Installation of lighting and light signaling devices for motor cehicles and their trailers | ISO 303:2002 | ISO 303:2002 | [7 empty] | 20 | D571-450,571-113,571-093,577-056
[10 empty] | 转弯及倒车警报装置安装规定 | The installation requirement of turning and reversing audible warning device | 车辆安全检测基准11 | Vehicle Safety Testing Directions11 | [7 empty] | 10 | D571-450,571-113,571-093,577-056
[5 empty] | 机动车前照灯使用和光束调整 | Motor vehicles-forward lamp useand beam of light adjust |  | 031709 |  | 机动车运行安全技术条件 | Safety specifications for motor vehicles operating on roads | GB 7258-2017 | GB 7258-2017 | [7 empty] | ＞100 | 577-056,D571-450
[5 empty] | 汽车和挂车号牌板（架）及其位置 | The license plates(crackets)and its position on motor vehicles and trailer |  | 031706 |  | 《汽车和挂车号牌板(架)及其位置》 | Thelicense plates(crackets) and its position on motor vehicles and trailer | GB 15741-1995 | GB 15741-1995 | [7 empty] | ＞100 | D571-450,571-093
[5 empty] | 车辆尾部标志板安装要求 | Rear-marking plates for vehicles and their trailers |  | 031706 |  | 《车辆尾部标志板》 | Rear-marking plates for vehicles and their trailers | GB25990-2010 | GB25990-2010 | 5.1,5.2 | 5.1,5.2 | [5 empty] | ＞100 | D571-450,571-093
[10 empty] | 《机动车运行安全技术条件》 | Safety specifications for motor vehicles operating on roads | GB 7258-2017 | GB 7258-2017 | 8.4.1 | 8.4.1 | [5 empty] | ＞100 | D571-450
[10 empty] | 《关于批准低速车辆及其挂车后标志牌的统一规定》 | Uniform Provisions Concerning The Approval Of Power-Driven Vehicles Including Pure Electric Vehicles With Regard To The Measurement Of The Maximum Speed | ECE R69 Rev1 | ECE R69 Rev1 | [7 empty] | 20 | D571-450,571-093
[10 empty] | 《关于批准重、长型车辆后标志牌的统一规定》 | Uniform Provisions Concerning The Approval Of Rear Marking Plates For Slow-Moving Vehicles (By Construction) And Their Trailers | ECE R70 Rev1 | ECE R70 Rev1 | [7 empty] | 20 | D571-450,571-093
[5 empty] | 车身反光标识安装粘贴 | Retro-reflective markings for trucks and trailers |  | 031706 |  | 《货车及挂车 车身反光标识》 | Retro-reflective markings for trucks and trailers | GB23254-2009 | GB23254-2009 | 4.2 | 4.2 | [5 empty] | ＞100 | D571-450,571-093
[10 empty] | 《机动车运行安全技术条件》 | Safety specifications for motor vehicles operating on roads | GB 7258-2017 | GB 7258-2017 | 8.4 | 8.4 | [5 empty] | ＞100 | D571-450
[10 empty] | 《反光识别材料》 | Retro-reflective markings | 车辆安全检测基准20 | Vehicle Safety Testing Directions20 | [7 empty] | 20 | D571-450
[5 empty] | 前下部防护要求 | Front underrun protective requirements |  | 031706 |  | 商用车前下部防护要求 | Front underrun protective requirements for commercial vehicle | GB 26511-2011 | GB 26511-2011 | 4,5,6.7,附录A | 4,5,6.7,Appendix A | [5 empty] | ＞30 | 573-470,571-093,D571-450,D573-087
[10 empty] | 关于1.批准前下部防护装置；2.就已批准型式的前下部防护装置的安装方面批准车辆；3.就前下部防护方面批准车辆的统一规定 | Uniform provisions concerning the approval of I Front underrun protective devices(FUPDs) , II vehicles with regard to the installation of an FUPD of an approved type,IIIvehicles with regard to their iFront underrun protective(FUP) | ECE R93 | ECE R93 | 5,6,7,8,9,10,附录5 | 5,6,7,8,9,10,,ANNEX 5 | [5 empty] | ＞30 | 573-470,571-093,D571-450,D573-087
[5 empty] | H点和R点位置 | H-point and R-point location |  |  |  | H点和R点确认程序 | Procedure for H-point and R-point determination | GB/T 29120-2012 | GB/T 29120-2012 | [7 empty] | 10 | 571-156,JMC-专-4,D571-371,D571-461
[5 empty] | 后下部防护要求 | Rear underrun protection requirements |  | 031706 |  | 汽车及挂车侧面和后下部防护要求 | Motor vehicles and trailers-lateral and rear underrun protection requirements | GB 11567-2017 | GB 11567-2017 | [7 empty] | ＞50 | 573-470,571-093,D571-450,D573-087
[10 empty] | 汽车和挂车后下部防护要求 | Motor vehicles and trailers-Rear underrun protection requirements | GB 11567.2-2001 | GB 11567.2-2001 | [7 empty] | ＞50 | 573-470,571-093,D571-450,D573-087
[10 empty] | 《左右两侧防止卷入装置与后方安全防护装置(或保险杠)》 | The lateral protection device and the Rear Underrun Protection Device (RUPD)(or bumper) | 车辆安全检测基准07 | Vehicle Safety Testing Directions07 | [7 empty] | 20 | 573-470,571-093,D571-450,D573-087
[10 empty] | 关于1.批准后下部防护装置（RUPDs） 2.就已批准的后下部防护装置的安装方面批准车辆 3.就后下部防护装置方面批准车辆的统一规定 | Uniform provisions concerning the approval of:I. Rear underrun protective devices ( RUPD)II. Vehicles with regard to the installation of an RUPD of an approved typeIII. Vehicles with regard to their rear underrun protection | ECE R58 | ECE R58 | [7 empty] | 50 | 573-470,571-093,D571-450,D573-087
[10 empty] | 后部碰撞保险杠 | Rear Impact Guards | FMVSS 223 | FMVSS 223 |  |  | 不测保险杠吸能性 | Except for Absorbance of Guards |  |  |  | 32 | 573-190,577-034,579-096,573-317,D573-273,JMD-089-26,D572-154,D571-371,D573-274,573-202
[10 empty] | 后碰撞防护 | Rear Impact Protection | FMVSS 224 | FMVSS 224 | [7 empty] | 34 | 573-190,577-034,579-096,573-317,D573-273,JMD-089-26,D572-154,D571-371,D573-274,D576-030,573-202
[10 empty] | 在机动车辆及其挂车液体燃料箱和后防护装置方面协调统一各成员国法律的理事会指令 | Council directive on the approximation of the laws of the Member States relating to fuel tanks and rear underrun protection of motor vehicles and their trailers | 70/221/EEC | 70/221/EEC | [7 empty] | 50 | 573-470,571-093,D571-450,D573-087
[5 empty] | 侧下部防护要求 | Lateral protection requirements |  | 031706 |  | 汽车及挂车侧面和后下部防护要求 | Motor vehicles and trailers-lateral and rear underrun protection requirements | GB 11567-2017 | GB 11567-2017 | [7 empty] | 50 | 573-594,D571-450,D573-263,D573-087
[10 empty] | 汽车和挂车后下部防护要求 | Motor vehicles and trailers-Rear underrun protection requirements | GB 11567.1-2001 | GB 11567.1-2001 | [7 empty] | ＞50 | 573-470,571-093,D571-450,D573-087
[10 empty] | 左右两侧防止卷入装置与后方安全防护装置(或保险杠) | The lateral protection device and the Rear Underrun Protection Device (RUPD)(or bumper) | 汽车安全检测基准 07 | Vehicle Safety Testing Directions07 | [7 empty] | 20 | 573-594,D571-450,D573-263,D573-087
[10 empty] | 关于就侧面防护方面批准货车、挂车和半挂车的统一规定 | ECE R73 Uniform provisions concerning the approval of goods vehicles, trailers and semi-trailers with regard to their lateral protection | ECE R73 | ECE R73 | [7 empty] | 50 | 573-594,D571-450,D573-263,D573-087
[5 empty] | 汽车护轮板要求 | The wheel guards requirements |  | 031706 |  | 汽车护轮板 | The wheel guards of motor vehicles | GB 7063-2011 | GB 7063-2011 | [7 empty] | ＞100 | D571-450,571-093,D573-263
[10 empty] | 机动车运行安全技术条件 | Safety specifications for motor vehicles operating on roads | GB 7258-2017 | GB 7258-2017 | [7 empty] | ＞100 | D571-450,571-093
[10 empty] | 在机动车辆护轮板方面协调统一各成员国法律的理事会指令 | Council Directive On the approximation of the laws of the Member States relating to the wheel guards of motor vehicles | 78/549/EEC((EC) No 661/2009) | 78/549/EEC((EC) No 661/2009) | [7 empty] | ＞100 | D571-450,571-093,D573-263
[10 empty] | 汽车和挂车防飞溅系统性能要求和测量方法 | requirement and test methods relating to the spray-suppression systems of motor vehicles and their trailers | GB34659-2017 | GB34659-2017 | 5 | 5 | [5 empty] | 1 | D571-454,573-594,D573-263,571-093
[10 empty] | 汽车和挂车防飞溅系统性能要求和测量方法 | requirement and test methods relating to the spray-suppression systems of motor vehicles and their trailers | GB34659-2017 | GB34659-2017 | 6 | 6 | [5 empty] | 1 | D571-454,573-594,D573-263,571-093
[5 empty] | 驾驶员前方视野要求 | Requirements for forward visibility for drivers |  | 031706 |  | 汽车驾驶员前方视野要求及测量方法 | Motor vehicles forward visibility for drivers-Requirements and measurement methods | GB 11562-2014 | GB 11562-2014 | [7 empty] | ＞200 | 579-023,571-111,D573-263,D571-450,571-093,571-202
[10 empty] | 关于批准机动车辆驾驶员前方视野的统一规定 | Uniform provisions concerning the approval of motor vehicles with regard to the forward field of vision of the motor vehicle driver | ECE R125 | ECE R125 | [7 empty] | ＞30 | 579-023,571-111,D573-263,D571-450,571-093,571-202
[10 empty] | 道路车辆-视野性能-关于驾驶员眼睛位置-眼椭圆的试验方法 | Road vehicles-Visibility-Method for establishment of eyellipses for driver’s eye location | ISO 4513:2010 | ISO 4513:2010 | [7 empty] | 20 | 579-023,571-111,D573-263,D571-450,571-093,571-202
[10 empty] | 汽车驾驶员视野范围 | Eye range of drivers for automobiles | JIS D0021-1998 | JIS D0021-1998 | [7 empty] | 20 | 579-023,571-111,D573-263,D571-450,571-093,571-202
[10 empty] | 驾驶员视野的描述和测量 | Discribing and measuring the driver’s field of view | SAE J1050-2003(R2009) | SAE J1050-2003(R2009) | [7 empty] | 20 | 579-023,571-111,D573-263,D571-450,571-093,571-202
[10 empty] | 在机动车辆驾驶员视野方面协调统一各成员国法律的理事会指令 | Council Directive On the approximation of the laws of the Member States relating to the field of vision of motor vehicle drivers | 77/649/EEC | 77/649/EEC | [7 empty] | ＞30 | 579-023,571-111,D573-263,D571-450,571-093,571-202
[5 empty] | 间接视野装置安装要求 | Indirect vision devices installation Requirements |  | 031706 |  | 机动车辆 间接视野装置 性能和安装要求 | Motor vehicles—Devices for indirect vision—Requirements of performance and installation | GB 15084-2013 | GB 15084-2013 |  |  | 只测安装要求 | Accredited only for“installation of devices for indirect vision |  |  |  | ＞100 | 579-108,579-068,D571-450,573-061
[10 empty] | 间接视野装置安装规定 | Installation of devices for indirect vision | 车辆安全检测基准23 | Vehicle Safety Testing Directions59 | [7 empty] | ＞30 | 579-108,579-068,D571-450,573-061
[10 empty] | 关于批准间接视野装置和就间接视野装置的安装方面批准机动车辆的统一规定 | Uniform provisions concerning the approval of devices for indirect vision and of motor vehicles with regard to the installation of these devices | ECE R46 | ECE R46 |  |  | 只测安装要求 | Accredited only for“installation of devices for indirect vision |  |  |  | ＞30 | 579-108,579-068,D571-450,573-061
[10 empty] | 汽车后视镜的安装要求 | Visibility of Motor Vehicles-Rear view mirrors check-up | GB 7258-2017 | GB 7258-2017 | 12.2 | 12.2 | 只测车外后视镜和前下视镜 | Accredited only forRearview mirror and the former mirror |  |  |  | ＞100 | 579-108,579-068,D571-450,573-061
[10 empty] | 后视镜 | Rear Vision Mirrors | ADR 14/02 | ADR 14/02 |  |  | 只测安装要求 | Accredited only for“installation of devices for indirect vision |  |  |  | 20 | 579-108,579-068,D571-450,573-061
[5 empty] | 除霜除雾性能 | Defrosting and demisting performance |  | 031706 |  | 汽车风窗玻璃除霜系统的性能 | Motor vehicles- Windshield defrosters system -Performance requirements | GB 11555-2009 | GB 11555-2009 | [7 empty] | ＞50 | 689-001,572-046,571-123,D576-016
[10 empty] | 电动汽车风窗玻璃除霜系统的试验方法 | Electric vehicles- Windshield defrosters system-Performance test methods | GB/T 24552-2009 | GB/T 24552-2009 | 5.1,5.3,5.4,5.5 | 5.1,5.3,5.4,5.5 | [5 empty] | ＞50 | 689-001,572-046,571-123,D576-016
[10 empty] | 轿车风窗玻璃窗除霜除雾系统 试验方法 | Passenger cars -- Windscreen defrosting and demisting systems -- Test method | ISO 3468-2014 | ISO 3468-2014 | [7 empty] | ＞30 | 689-001,572-046,571-123,D576-016
[10 empty] | 轿车风窗玻璃除霜系统性能 | Passenger cars-Windshied defrosting system | JIS D4501-1994 | JIS D4501-1994 | [7 empty] | 20 | 689-001,572-046,571-123,D576-016
[10 empty] | 轿车风窗玻璃除雾装置性能 | Passenger cars-Windshield demisting system | JIS D4502-1994 | JIS D4502-1994 | [7 empty] | 20 | 689-001,572-046,571-123,D576-016
[10 empty] | 客车货车风窗玻璃除霜系统性能 | Windscreen defrosting system for trucks and bus | JIS D4503-1995 | JIS D4503-1995 | [7 empty] | 20 | 689-001,572-046,571-123,D576-016
[10 empty] | 汽车风窗除霜和除雾系统 | passenger car windshield demisting and defrosting systems | SAE J902-2011 | SAE J902-2011 | 5.4 | 5.4 | [5 empty] | 10 | 689-001,572-046,571-123,D576-016
[10 empty] | 在机动车辆玻璃表面的除霜和除雾系统方面协调统一各成员国法律的理事会指令 | Council Directive on the approximation of the laws of the Member States relating to the Defrosting systems of glazed surfaces of motor vehicles | 78/317/EEC | 78/317/EEC | 附件1-5.1 | Appendix 1-5.1 | [5 empty] | ＞100 | 689-001,572-046,571-123,D576-016
[5 empty] | 风窗玻璃刮水器及洗涤器要求 | Windscreen wipers and scrubbers requirement |  | 031706 |  | 汽车风窗玻璃刮水器和洗涤器 性能要求和试验方法 | Motor vehicles-windscreen wiper and washer systems—Performance requirements and test methods | GB 15085-2013 | GB 15085-2013 | [7 empty] | ＞100 | 571-111,D574-001,570-086
[10 empty] | 关于某些机动车辆风窗雨刮器和洗涤器要求的型式认证 | Concerning type-approval requirements for windscreen wiper and washer systems of certain motor vehicles | (EU ) No 1008/2010 | (EU ) No 1008/2010 | [7 empty] | 20 | 571-111,D574-001,570-086
[10 empty] | 轿车风窗玻璃窗清洗系统 试验方法 | Passenger cars-Windscreen washing systems-Test methods | ISO 3469-1989 | ISO 3469-1989 | [7 empty] | 20 | 571-111,D574-001,570-086
[10 empty] | 汽车风窗洗涤系统 | Passenger car windshield washer systems | SAE J942-1999 | SAE J942-1999 | [7 empty] | 20 | 571-111,D574-001,570-086
[10 empty] | 客车货车风窗洗涤系统性能 | Windscreen demisting systems for trucks and busesWindscreen demisting systems for trucks and buses | JIS D4504-1995 | JIS D4504-1995 | [7 empty] | 10 | 571-111,D574-001,570-086
[10 empty] | 在机动车辆刮刷器和清洗器系统方面协调统一各成员国法律的理事会指令 | Council Directive of on the approximation of the laws of the Member States relating to the wiper and washer systems of motor vehicles | 78/318/EEC | 78/318/EEC | [7 empty] | ＞100 | 571-111,D574-001,570-086
[5 empty] | 车速表和里程表要求 | Speedometers and milometers |  | 031706 |  | 汽车速度表、里程表检验校正方法 | Motor vehicles-Speedometer and odometer-Calibration method | GB/T 12548-2016 | GB/T 12548-2016 | [7 empty] | ＞50 | D573-258,D572-122,573-061,D573-263
[10 empty] | 机动车运行安全技术条件 | Safety specifications for power-driven vehicles operating on roads | GB 7258-2017 | GB 7258-2017 | [7 empty] | ＞50 | D573-258,D572-122,573-061,D573-263
[10 empty] | 汽车用车速表 | Speed meters for motor vehicle | GB 15082-2008 | GB 15082-2008 | [7 empty] | ＞100 | D573-258,D572-122,573-061,D573-263
[10 empty] | 速率计 | ratemeter | 车辆安全检测基准22 | Vehicle safety inspection standard 22 | [7 empty] | ＞20 | D573-258,D572-122,573-061,D573-263
[10 empty] | 《在机动车辆车速表和倒车装置方面协调统一各成员国法律的理事会指令》75/443/EEC | Consolidated TEXT produced by the CONSLEG system of the Office for Official Publications of the European Communities | 75/443/EEC | 75/443/EEC | [7 empty] | ＞20 | D573-258,D572-122,573-061,D573-263
[10 empty] | 《汽车车速表刻度表检验方法》 | Test method for speedometer calibration of automobiles | JIS D1011-2011 | JIS D1011-2011 | [7 empty] | ＞20 | D573-258,D572-122,573-061,D573-263
[10 empty] | 《汽车用车速表和转速表》 | Speedometers and Tachometers-Automotive | SAE J678-2011 | SAE J678-2011 | [7 empty] | ＞20 | D573-258,D572-122,573-061,D573-263
[10 empty] | 《汽车用车速表和转速表》 | Speedometers and Tachometers-Automotive | SAE J678-2011 | SAE J678-2011 | [7 empty] | ＞20 | D573-258,D572-122,573-061,D573-263
[10 empty] | 《关于就车速表及其安装方面批准车辆的统一规定》 | Uniform Provisions Concerning The Approval Of Vehicles With Regard To The Speedometer Equipment Including Its Installation | ECE R39 Rev1 | ECE R39 Rev1 | [7 empty] | ＞20 | D573-258,D572-122,573-061,D573-263
[10 empty] | 指示仪表 | Instrumentation | ADR 18/03 | ADR 18/03 | [7 empty] | ＞20 | D573-258,D572-122,573-061,D573-263
[5 empty] | 操纵件、指示器及信号装置要求 | controls, indicators and tell-tales |  | 031706 |  | 汽车操纵件、指示器及信号装置的标志 | Symbols for controls, indicators and tell-tales of Motor vehicles | GB 4094-1999 | GB 4094-1999 | [7 empty] | ＞100
[10 empty] | 汽车操纵件、指示器及信号装置的标志 | Symbols for controls, indicators and tell-tales of Motor vehicles | GB 4094-2016 | GB 4094-2016 | [7 empty] | ＞10
[10 empty] | 就手操纵件、信号装置、指示器的位置和识别批准机动车辆的统一规定 | Uniform provisions concerning the approval of vehicles with regard to the location and identification of hand controls, tell-tales and indicators | ECE R121 | ECE R121 | [7 empty] | ＞100
[5 empty] | 汽车喇叭装车特性 | Installation characteristics of electric horn |  | 031710 |  | 机动车用喇叭的性能要求及试验方法 | Performance requirements and test methods of horn for motor vehicles | GB 15742-2001 | GB 15742-2001 | 4.1,4.2 | 4.1,4.2 | [5 empty] | ＞100 | 578-022,D571-450
[10 empty] | 机动车运行安全技术条件 | Safety specifications for motor vehicles operating on roads | GB 7258-2017 | GB 7258-2017 | 8.6.1 | 8.6.1 | [5 empty] | ＞100 | 578-022,D571-450
[10 empty] | 机动车用喇叭的性能要求及试验方法 | Performance requirements and test methods of horn for motor vehicles | GB15742-2019 | GB15742-2019 | 4 | 4
[10 empty] | 声音警告装置(喇叭)安装规定 | Installation regulation of audible warning device | 车辆安全检测基准09 | 车辆安全检测基准09 | [7 empty] | ＞10 | 578-022,D571-450
[10 empty] | 关于就声响信号方面批准声响报警装置和机动车辆的统一规定 | Uniform provisions concerning the approval of audible warning devices and of motor vehicles with regard to their audible signals | ECE R28 | ECE R28 | 6.2,14 | 6.2,14 | [5 empty] | ＞20 | 578-022,D571-450
[5 empty] | 乘用车外部凸出物要求 | Vehicle exterior projections requirements |  | 031706 |  | 乘用车外部凸出物 | The external protrusions of passenger car | GB 11566-2009 | GB 11566-2009 | [7 empty] | ＞100 | D571-454,D571-100,D573-081,D571-541,D571-204,D571-241,D573-087,571-093
[10 empty] | 机动车运行安全技术条件 | Safety specifications for motor vehicles operating on roads | GB 7258-2017 | GB 7258-2017 | 11.1.4 | 11.1.4 | [5 empty] | ＞100
[10 empty] | 关于就外部凸出物方面批准车辆的统一规定 | Uniform Provisions Concerning the Approval of Vehicles With Regard To Their External Projections | ECE R26 | ECE R26 | 5,6 | 5,6 | [5 empty] | ＞100 | D571-454,D571-100,D573-081,D571-541,D571-204,D571-241,D573-087,571-093
[10 empty] | 汽车外部凸出物 | Exterior protrusion of motor vehicles | JASO B004-1984 | JASO B004-1984 | [7 empty] | ＞10 | D571-454,D571-100,D573-081,D571-541,D571-204,D571-241,D573-087,571-093
[10 empty] | 在机动车辆外部凸出物方面协调统一各成员国法律的理事会指令 | On the approximation of the laws of the Member States relating to the external projections of motor vehicles（of category M1） | 74/483/EEC((EC) No 661/2009) | 74/483/EEC((EC) No 661/2009) | [7 empty] | ＞100 | D571-454,D571-100,D573-081,D571-541,D571-204,D571-241,D573-087,571-093
[5 empty] | 乘用车内部凸出物要求 | vehicle interior projections requirements |  | 031706 |  | 乘用车内部凸出物 | The inerior fittings of passenger car | GB 11552-2009 | GB 11552-2009 | [7 empty] | 40 | 571-180,571-173,579-023,D571-242,D571-466,D573-081,573-327,577-041,579-144,579-095,579-137,JMJ-888-755,571-156,D571-371,D571-461,573-323,573-191,573-194,573-255
[10 empty] | 内部凸出物 | Interior fittings | ECE R21 | ECE R21 | [7 empty] | ＞20 | 571-180,571-173,579-023,D571-242,D571-466,D573-081,573-327,577-041,579-144,579-095,579-137,JMJ-888-755,571-156,D571-371,D571-461,573-323,573-191,573-194,573-255
[10 empty] | 仪表板 | Instrument Panel | ADR 21/00 | ADR 21/00 | [7 empty] | ＞20 | 571-180,571-173,579-023,D571-242,D571-466,D573-081,573-327,577-041,579-144,579-095,579-137,JMJ-888-755,571-156,D571-371,D571-461,573-323,573-191,573-194,573-255
[10 empty] | 遮阳板 | Internal Sun Visors | ADR 11/00 | ADR 11/00 | [7 empty] | ＞20 | 571-180,571-173,579-023,D571-242,D571-466,D573-081,573-327,577-041,579-144,579-095,579-137,JMJ-888-755,571-156,D571-371,D571-461,573-323,573-191,573-194,573-255
[5 empty] | 商用车外部凸出物要求 | External projection of commercial vehicle |  | 031706 |  | 商用车驾驶室外部凸出物 | External projections forward the cab of commercial | GB 20182-2006 | GB 20182-2006 | [7 empty] | ＞20 | D571-454,D571-100,D573-081,D571-541,D571-204,D571-241,D573-087,571-093
[10 empty] | 关于就驾驶室后挡板的前向外部凸出物方面批准商用车的统一规定 | Uniform Provisions Concerning the Approval of Vehicles With Regard To Their External Projections Forward of The Cab’s Rear Panel | ECE R61 | ECE R61 | [7 empty] | ＞100 | D571-454,D571-100,D573-081,D571-541,D571-204,D571-241,D573-087,571-093
[5 empty] | 制动系结构和性能 | Braking systems structure and performance |  | 031702 |  | 乘用车制动系统技术要求及试验方法 | Technical requirements and testing methods for passenger car braking systems | GB 21670-2008 | GB 21670-2008 | 4,5,7,附录B,C,D | 4,5,7,Appendix B,C,D | [5 empty] | ＞500 | 573-062,571-113,573-061,573-339,579-026-2,579-026-3,D572-049,572-084,573-602,D573-285,D573-184,D571-447
[10 empty] | 商用车辆和挂车制动系统技术要求及试验方法 | Technical requirements and testing methods for commercial vehicle and trailer braking systems | GB 12676-2014 | GB 12676-2014 | 4,5,附录A,B,C,D,E,F,G,H,I,J,K,L | 4,5,Appendix A,B,C,D,E,F,G,H,I,J,K,L | [5 empty] | ＞500 | 573-062,571-113,573-061,573-339,579-026-2,579-026-3,D572-049,572-084,D573-285,D573-184,D571-447
[10 empty] | 机动车和挂车防抱制动性能和试验方法 | Antilock braking performance and test procedure for motor vehicles and their trailers | GB/T 13594-2003 | GB/T 13594-2003 | 5.1,5.2,5.3,附录B,C,D,E | 5.1,5.2,5.3,Appendix B,C,D,E | [5 empty] | ＞500 | 573-062,571-113,573-061,573-339,579-026-2,579-026-3,D572-049,572-084,573-602,D573-285
[10 empty] | 机动车运行安全技术条件 | Safety specifications for motor vehicles operating on roads | GB 7258-2017 | GB 7258-2017 | 7.1,7.2,7.3,7.4,7.5,7.6,7.7,7.8,7.9,7.10,7.11 | 7.1,7.2,7.3,7.4,7.5,7.6,7.7,7.8,7.9,7.10,7.11 | [5 empty] | ＞500 | 573-457,573-061,573-156,D571-450
[10 empty] | 关于就制动方面批准M类、N类和O类车辆的统一规定 | Uniform Provisions concerning the approval of vehicles of categories M,N and O with regard to braking | ECE R13 | ECE R13 | 5,6,Annexes 4,5,6,7,8,9,10,11,12,13,14,15,16,17,18,19,20,21 | 5,6,Annexes 4,5,6,7,8,9,10,11,12,13,14,15,16,17,18,19,20,21 | 不测电力制动部分 | Except for electric brake system |  |  |  | ＞100 | 573-062,571-113,573-061,573-339,579-026-2,579-026-3,D572-049,572-084,573-602,D573-285,D573-184,D571-447
[10 empty] | 关于就制动方面批准乘用车的统一规定（欧美日协调版） | Uniform provisions concerning the approval of passenger cars with regard to braking | ECE R13H | ECE R13H | 5,6,Annexes 3,4,5,6,7,8,9 | 5,6,Annexes 3,4,5,6,7,8,9 | 不测电力制动部分 | Except for electric brake system |  |  |  | ＞100 | 573-062,571-113,573-061,573-339,579-026-2,579-026-3,D572-049,572-084,573-602,D573-285,D573-184,D571-447
[10 empty] | 道路车辆有或无防抱死液压制动系统的机动车制动性能的测量 | Road vehicles -- Hydraulic braking systems, including those with electronic control functions, for motor vehicles -- Test procedures | ISO 6597:2005 | ISO 6597:2005 | [7 empty] | ＞30 | 573-062,571-113,573-061,573-339,579-026-2,579-026-3,D572-049,572-084,573-602,D573-285,D573-184,D571-447
[10 empty] | 汽车制动试验方法 | Auromobiles-Brake test method | JIS D1013-1993 | JIS D1013-1993 | [7 empty] | ＞30 | 573-062,571-113,573-061,573-339,579-026-2,579-026-3,D572-049,572-084,573-602,D573-285,D573-184,D571-447
[10 empty] | 动态刹车 | Dynamic Braking | 车辆安全检测基准42 | Vehicle Safety Testing Directions42 | [7 empty] | ＞30 | 573-463,573-481,D572-121,D573-258,D573-264,571-113,573-361,579-026-3,572-084,D576-016,573-339
[10 empty] | 防锁死刹车系统 | Anti-lock braking system (ABS) | 车辆安全检测基准43 | Vehicle Safety Testing Directions43 | [7 empty] | ＞30 | 573-062,571-113,573-061,573-339,579-026-2,579-026-3,D572-049,572-084,573-602,D573-285,D573-184,D571-447
[10 empty] | 静态刹车 | Static Braking | 车辆安全检测基准04 | Vehicle Safety Testing Directions04 | [7 empty] | ＞30 | 571-113,573-431
[10 empty] | 挂车制动系统 | Trailer Brake Systems | ADR 38/04 | ADR 38/04 | 4,5,6,7,8,APPENDIX 1,APPENDIX 2 | 4,5,6,7,8,APPENDIX 1,APPENDIX 2 | [5 empty] | ＞30 | 573-062,571-113,573-061,573-339,579-026-2,579-026-3,D572-049,572-084,573-602,D573-285,D573-184,D571-447
[10 empty] | 商用车制动系统 | Commercial vehicle brake systems | ADR 35/05 | ADR 35/05 | 4,5,6,7,8,9,10,11,12,13,14,15,16,17,18,19,20,21,22,APPENDIX 1, | 4,5,6,7,8,9,10,11,12,13,14,15,16,17,18,19,20,21,22,APPENDIX 1, | [5 empty] | ＞30 | 573-062,571-113,573-061,573-339,579-026-2,579-026-3,D572-049,572-084,573-602,D573-285,D573-184,D571-447
[10 empty] | 轿车轮胎湿路面相对抓着性能试验方法 | Method for measuring relative wet grip performance of passenger car tyres | GB/T 21910-2008 | GB/T 21910-2008 | [7 empty] | 10 | 573-062,571-113,573-061,573-339,579-026-2,579-026-3,D572-049,572-084,573-602,D573-285,D573-184,D571-447
[10 empty] | 在滚动噪声和湿滑路面粘附方面批准轮胎的统一规定 | Uniform provisions concerning the approval of tyres with regard to rolling sound emissions and to adhesion on wet surfaces and/or to rolling resistance | ECE R117 Rev3 | ECE R117 Rev3 |  |  | 不测滚动阻力和雪地性能 | Except for rolling resistance and snow performance |  |  |  | 10 | 573-062,571-113,573-061,573-339,579-026-2,579-026-3,D572-049,572-084,573-602,D573-285,D573-184,D571-447
[10 empty] | 乘用车轮胎 有关抗湿滑性能的测量方法 加载新胎 | Passenger car tyres - Method for measuring relative wet grip performance - Loaded new tyres | ISO 23671-2006 | ISO 23671-2006 | [7 empty] | 10 | 573-062,571-113,573-061,573-339,579-026-2,579-026-3,D572-049,572-084,573-602,D573-285,D573-184,D571-447
[10 empty] | C1轮胎湿地抓着性能测试方法 | amending Regulation (EC) No 1222/2009 of the European Parliament and of the Council with regard to the wet grip testing method for C1 tyres | EU 228-2011 | EU 228-2011 |  |  | 不用拖车法 | Except for test method using a trailer or a tyre test vehicle equipped with the test tyres |  |  |  | 10 | 573-062,571-113,573-061,573-339,579-026-2,579-026-3,D572-049,572-084,573-602,D573-285,D573-184,D571-447
[10 empty] | 关于批准装有应急备用车轮/轮胎的车辆的统一规定 | Uniform provisions concerning the approval of vehicles equipped with temporary use spare wheels/tyres | ECE R64 | ECE R64 | [7 empty] | 8 | 573-062,571-113,573-061,573-339,579-026-2,579-026-3,D572-049,572-084,573-602,D573-285,D573-184,D571-447
[10 empty] | 胎压监测辅助系统 | Tyre pressure monitoring system | 车辆安全检测基准-68 | Vehicle Safety Testing Directions68 | [7 empty] | 6 | 573-062,571-113,573-061,573-339,579-026-2,579-026-3,D572-049,572-084,573-602,D573-285,D573-184,D571-447
[10 empty] | 乘用车爆胎监测及控制系统技术要求和试验方法 | Technical requirements and testing method of tire blow-out monitoring and controlling system for passenger car | GB/T 30513-2014 | GB/T 30513-2014 | [7 empty] | 6 | 573-062,571-113,573-061,573-339,579-026-2,579-026-3,D572-049,572-084,573-602,D573-285,D573-184,D571-447
[10 empty] | 乘用车轮胎气压监测系统的性能要求和试验方法 | Performance requirements and test methods of tire pressure monitoring system for passenger car | GB 26149-2017 | GB 26149-2017 | [7 empty] | 2 | 573-062,571-113,573-061,573-339,579-026-2,579-026-3,D572-049,572-084,573-602,D573-285,D573-184,D571-447
[10 empty] | 乘用车制动 | Brake Systems for Passenger Cars | ADR 31/03 | ADR 31/03 | 4,5,6,Appendix A | 4,5,6,Appendix A | [5 empty] | ＞30 | 573-062,571-113,573-061,573-339,579-026-2,579-026-3,D572-049,572-084,573-602,D573-285,D573-184,D571-447
[5 empty] | 转向装置要求 | Steering devices requirements |  | 031702 |  | 机动车运行安全技术条件 | Safety specifications for motor vehicles operating on roads | GB 7258-2017 | GB 7258-2017 | 6 | 6 | [5 empty] | ＞200 | 573-214,573-061,D571-450,573-430,D572-049,D573-263,571-113,D573-075
[10 empty] | 汽车转向系基本要求 | Steering system of motor vehicles –Basic requirements | GB 17675-1999 | GB 17675-1999 | 1,2,3,4 | 1,2,3,4 | [5 empty] | ＞500 | 573-214,573-061,D571-450,573-430,D572-049,D573-263,571-113,D573-075
[10 empty] | 转向系统 | Steering equipment | 车辆安全检测基准47 | 车辆安全检测基准47 | [7 empty] | 20 | 573-214,573-061,D571-450,573-430,D572-049,D573-263,571-113,D573-075
[10 empty] | 关于就转向装置方面批准车辆的统一规定 | Uniform provisions concerning the approval of vehicles with regard to steering equipment | ECE R79 | ECE R79 | 1,2,3,4,5,6 | 1,2,3,4,5,6 | [5 empty] | ＞500 | 573-214,573-061,D571-450,573-430,D572-049,D573-263,571-113,D573-075
1 | 整车 |  |  | N | 辐射发射（RE） | Radiation emission |  | 121102 |  | 车辆、船和内燃机无线电骚扰特性用于保护车外接收机的限值和测量方法 | Vehicles, boats and internal combustion engine - Radio disturbance characteristics - Limits and methods of measurement for the protection of off-board receivers | GB 14023-2011 | GB 14023-2011 | 4~5 | 4~5 | [5 empty] | ＞500 | 574-120,574-135,574-209,573-262,574-125-01
[10 empty] | 用于保护车载接收机的无线电骚扰特性的限值和测量方法 | Vehicles, boats and internal combustion engine - Radio disturbance characteristics - Limits and methods of measurement for the protection of on-board receivers | GB 18655-2002 | GB 18655-2002 | 8~9 | 8~9 | [5 empty] | ＞500 | 574-120,574-135,574-209,573-262,574-125-04,574-146-01,574-218-03
[10 empty] | 用于保护车载接收机的无线电骚扰特性的限值和测量方法 | Vehicles, boats and internal combustion engine - Radio disturbance characteristics - Limits and methods of measurement for the protection of on-board receivers | GB/T 18655-2018 | GB/T 18655-2018 | 4~6 | 4~6 | [6 empty] | 574-120,574-135,574-209,573-262,574-125-04,574-146-01,574-218-03
[10 empty] | 道路车辆 电磁兼容性要求和试验方法 | Road vehicle Requirements and test methods for electromagnetic compatibility | GB 34660-2017 | GB 34660-2017 | 5 | 5 | [5 empty] | ＞50 | 574-120,574-135,574-209,573-262,574-125-01
[10 empty] | 车辆、船和内燃机无线电骚扰特性用于保护车外接收机的限值和测量方法 | Vehicles boats and internal combustion engine driven devices-Radio disturbance characteristics-Limits and methods of measurement | CISPR12:2009 | CISPR12:2009 | 4~5 | 4~5 | [5 empty] | ＞500 | 574-120,574-135,574-209,573-262,574-125-01
[10 empty] | 车辆、船只和设备上安装的接收机保护用 无线电骚扰特性 限值和测量方法 | Vehicles, boats and internal combustion engine - Radio disturbance characteristics - Limits and methods of measurement for the protection of on-board receivers | CISPR 25:2016 | CISPR 25:2016 | 5 | 5 | [5 empty] | ＞20 | 574-120,574-135,574-209,573-262,574-125-04,574-146-01,574-218-03
[10 empty] | 关于就电磁兼容性方面批准车辆的统一规定 | Approval of Vehicles with regard to electromagnetic stability | ECE R10 Rev3 | ECE R10 Rev3 | 6 | 6 | [5 empty] | ＞50 | 574-120,574-135,574-209,573-262,574-125-01
[10 empty] | 关于就电磁兼容性方面批准车辆的统一规定 | Approval of Vehicles with regard to electromagnetic stability | ECE R10 Rev4 | ECE R10 Rev4 | 6 | 6 | [5 empty] | ＞50 | 574-120,574-135,574-209,573-262,574-125-01
[10 empty] | 关于就电磁兼容性方面批准车辆的统一规定 | Approval of Vehicles with regard to electromagnetic stability | ECE R10 Rev5 | ECE R10 Rev5 | 6 | 6 | [5 empty] | ＞50 | 574-120,574-135,574-209,573-262,574-125-01
[10 empty] | 电磁相容性 | Electromagnetic Compatibility | 车辆安全检测基准 56 | Vehicle Safety Testing Directions 56 | 4 | 4 | [5 empty] | ＞50 | 574-120,574-135,574-209,573-262,574-125-01
[5 empty] | 辐射抗扰度（RS） | Radiated immunity |  | 121201,121203 |  | 道路车辆 车辆对窄带辐射电磁能的抗扰性试验方法 第2部分：车外辐射源法 | Road vehicle-vehicle test methods for electrical disturbance from narrowband radiated electromagnetic energy-Part 2: Off-vehicle radiation sources | GB/T 33012.2-2016 | GB/T 33012.2-2016 | 8~9 | 8~9 | 只测频率范围：10kHz~6GHz | Accredited only for Absorber-lined shielded enclosure (10kHz~6GHz) |  |  |  | ＞500 | 574-120,573-262,574-190-01,574-198-01,574-124-01,574-124-04,574-124-06,574-124-08,574-198-02,574-217-01,574-192-04,574-192-05,574-218-01,574-124-07,574-124-05,574-124-09,574-218-02,574-350-03,574-350-04,574-350-05,574-124-10,574-124-12,574-124-11,574-132,574-192-03,574-192-02,574-198-09,574-198-10,574-192-01,574-190-03,574-141-01,574-192-07,574-192-08,574-192-09,574-192-10,574-190-02,574-351-05,574-351-06,574-351-07,574-351-08,574-351-09,574-351-10,574-351-11,574-198-03,574-124-02,574-124-03,574-198-05,574-198-07,574-198-06,574-198-08,574-190-05,574-190-06,574-190-07,574-190-08,574-351-03,574-351-04,574-351-02
[10 empty] | 道路车辆 车辆对窄带辐射电磁能的抗扰性试验方法 第3部分：车载发射机模拟法 | Road vehicle-vehicle test methods for electrical disturbance from narrowband radiated electromagnetic energy-Part 3: On-board transmitter simulation | GB/T 33012.3-2016 | GB/T 33012.3-2016 | 7~8 | 7~8 | [5 empty] | ＞200 | 574-120,574-191,573-262,574-190-01,574-198-01,574-124-01,574-124-04,574-124-06,574-124-08,574-198-02,574-217-01,574-192-04,574-192-05,574-218-01,574-124-07,574-124-05,574-124-09,574-218-02,574-350-03,574-350-04,574-350-05,574-141-01,574-192-07,574-192-08,574-192-09,574-192-10,574-190-02,574-351-05,574-351-06,574-351-07,574-351-08,574-351-09,574-351-10,574-351-11,574-217-02,574-217-03,574-351-21,574-351-22,574-351-23,574-198-03,574-124-02,574-124-03,574-198-05,574-198-07,574-198-06,574-198-08,574-190-05,574-190-06,574-190-07,574-190-08,574-351-03,574-351-04,574-351-02
[10 empty] | 路车辆 车辆对窄带辐射电磁能的抗扰性试验方法 第4部分：大电流注入法 | Road vehicle-vehicle test methods for electrical disturbance from narrowband radiated electromagnetic energy-Part 4: Bulk current injection(BCI) | GB/T 33012.4-2016 | GB/T 33012.4-2016 | 6~7 | 6~7 | [5 empty] | ＞200 | 574-122-01,574-122-02,574-122-04,574-122-03,574-122-05,574-388,574-389,574-390,574-391,574-392,574-393,574-394,574-395,574-396,574-397
[10 empty] | 道路车辆 电磁兼容性要求和试验方法 | Road vehicle Requirements and test methods for electromagnetic compatibility | GB 34660-2017 | GB 34660-2017 | 5 | 5 | [5 empty] | ＞200 | 574-120,573-262,574-190-01,574-198-01,574-124-01,574-124-04,574-124-06,574-124-08,574-198-02,574-217-01,574-192-04,574-192-05,574-218-01,574-124-07,574-124-05,574-124-09,574-218-02,574-350-03,574-350-04,574-350-05,574-124-10,574-124-12,574-124-11,574-132,574-192-03,574-192-02,574-198-09,574-198-10,574-192-01,574-190-03,574-141-01,574-192-07,574-192-08,574-192-09,574-192-10,574-190-02,574-351-05,574-351-06,574-351-07,574-351-08,574-351-09,574-351-10,574-351-11,574-198-03,574-124-02,574-124-03,574-198-05,574-198-07,574-198-06,574-198-08,574-190-05,574-190-06,574-190-07,574-190-08,574-351-03,574-351-04,574-351-02
[10 empty] | 道路车辆 由窄带辐射电磁能产生的电气骚扰的车辆试验方法 第2部分：车外辐射源 | Road vehicles — Vehicle test methods for electrical disturbances from narrowband radiated electromagnetic energy — Part 2: Off-vehicle radiation sources | ISO 11451-2:2015 | ISO 11451-2:2015 | 7~8 | 7~8 | 只测频率范围：10kHz~6GHz | Accredited only for Absorber-lined shielded enclosure (10kHz~6GHz) |  |  |  | ＞200 | 574-120,573-262,574-190-01,574-198-01,574-124-01,574-124-04,574-124-06,574-124-08,574-198-02,574-217-01,574-192-04,574-192-05,574-218-01,574-124-07,574-124-05,574-124-09,574-218-02,574-350-03,574-350-04,574-350-05,574-124-10,574-124-12,574-124-11,574-132,574-192-03,574-192-02,574-198-09,574-198-10,574-192-01,574-190-03,574-141-01,574-192-07,574-192-08,574-192-09,574-192-10,574-190-02,574-351-05,574-351-06,574-351-07,574-351-08,574-351-09,574-351-10,574-351-11,574-198-03,574-124-02,574-124-03,574-198-05,574-198-07,574-198-06,574-198-08,574-190-05,574-190-06,574-190-07,574-190-08,574-351-03,574-351-04,574-351-02
[10 empty] | 道路车辆 由窄带辐射电磁能产生的电气骚扰的车辆试验方法 第3部分：车载发射机模拟 | Road vehicles — Vehicle test methods for electrical disturbances from narrowband radiated electromagnetic energy — Part 3: On-board transmitter simulation | ISO 11451-3:2015 | ISO 11451-3:2015 | 7~8 | 7~8 | [5 empty] | ＞200 | 574-120,574-191,573-262,574-190-01,574-198-01,574-124-01,574-124-04,574-124-06,574-124-08,574-198-02,574-217-01,574-192-04,574-192-05,574-218-01,574-124-07,574-124-05,574-124-09,574-218-02,574-350-03,574-350-04,574-350-05,574-141-01,574-192-07,574-192-08,574-192-09,574-192-10,574-190-02,574-351-05,574-351-06,574-351-07,574-351-08,574-351-09,574-351-10,574-351-11,574-217-02,574-217-03,574-351-21,574-351-22,574-351-23,574-198-03,574-124-02,574-124-03,574-198-05,574-198-07,574-198-06,574-198-08,574-190-05,574-190-06,574-190-07,574-190-08,574-351-03,574-351-04,574-351-02
[10 empty] | 道路车辆 由窄带辐射电磁能产生的电气骚扰的车辆试验方法 第4部分：大电流注入(BCI) | Road vehicles – Vehicle test methods for electrical disturbances from narrowband radiated electromagnetic energy -- Part 4: Bulk current injection (BCI) | ISO 11451-4:2013 | ISO 11451-4:2013 | 7~8 | 7~8 | [5 empty] | ＞200 | 574-122-01,574-122-02,574-122-04,574-122-03,574-122-05,574-388,574-389,574-390,574-391,574-392,574-393,574-394,574-395,574-396,574-397
[10 empty] | 关于就电磁兼容性方面批准车辆的统一规定 | Approval of Vehicles with regard to electromagnetic stability | ECE R10 Rev3 | ECE R10 Rev3 | 6 | 6 | [5 empty] | ＞200 | 574-120,573-262,574-190-01,574-198-01,574-124-01,574-124-04,574-124-06,574-124-08,574-198-02,574-217-01,574-192-04,574-192-05,574-218-01,574-124-07,574-124-05,574-124-09,574-218-02,574-350-03,574-350-04,574-350-05,574-124-10,574-124-12,574-124-11,574-132,574-192-03,574-192-02,574-198-09,574-198-10,574-192-01,574-190-03,574-141-01,574-192-07,574-192-08,574-192-09,574-192-10,574-190-02,574-351-05,574-351-06,574-351-07,574-351-08,574-351-09,574-351-10,574-351-11,574-198-03,574-124-02,574-124-03,574-198-05,574-198-07,574-198-06,574-198-08,574-190-05,574-190-06,574-190-07,574-190-08,574-351-03,574-351-04,574-351-02
[10 empty] | 关于就电磁兼容性方面批准车辆的统一规定 | Approval of Vehicles with regard to electromagnetic stability | ECE R10 Rev4 | ECE R10 Rev4 | 6 | 6 | [5 empty] | ＞50 | 574-120,573-262,574-190-01,574-198-01,574-124-01,574-124-04,574-124-06,574-124-08,574-198-02,574-217-01,574-192-04,574-192-05,574-218-01,574-124-07,574-124-05,574-124-09,574-218-02,574-350-03,574-350-04,574-350-05,574-124-10,574-124-12,574-124-11,574-132,574-192-03,574-192-02,574-198-09,574-198-10,574-192-01,574-190-03,574-141-01,574-192-07,574-192-08,574-192-09,574-192-10,574-190-02,574-351-05,574-351-06,574-351-07,574-351-08,574-351-09,574-351-10,574-351-11,574-198-03,574-124-02,574-124-03,574-198-05,574-198-07,574-198-06,574-198-08,574-190-05,574-190-06,574-190-07,574-190-08,574-351-03,574-351-04,574-351-02
[10 empty] | 关于就电磁兼容性方面批准车辆的统一规定 | Approval of Vehicles with regard to electromagnetic stability | ECE R10 Rev5 | ECE R10 Rev5 | 6 | 6 | [5 empty] | ＞50 | 574-120,573-262,574-190-01,574-198-01,574-124-01,574-124-04,574-124-06,574-124-08,574-198-02,574-217-01,574-192-04,574-192-05,574-218-01,574-124-07,574-124-05,574-124-09,574-218-02,574-350-03,574-350-04,574-350-05,574-124-10,574-124-12,574-124-11,574-132,574-192-03,574-192-02,574-198-09,574-198-10,574-192-01,574-190-03,574-141-01,574-192-07,574-192-08,574-192-09,574-192-10,574-190-02,574-351-05,574-351-06,574-351-07,574-351-08,574-351-09,574-351-10,574-351-11,574-198-03,574-124-02,574-124-03,574-198-05,574-198-07,574-198-06,574-198-08,574-190-05,574-190-06,574-190-07,574-190-08,574-351-03,574-351-04,574-351-02
[10 empty] | 电磁相容性 | Electromagnetic Compatibility | 车辆安全检测基准 56 | Vehicle Safety Testing Directions 56 | 4 | 4 | [5 empty] | ＞50 | 574-120,573-262,574-190-01,574-198-01,574-124-01,574-124-04,574-124-06,574-124-08,574-198-02,574-217-01,574-192-04,574-192-05,574-218-01,574-124-07,574-124-05,574-124-09,574-218-02,574-350-03,574-350-04,574-350-05,574-124-10,574-124-12,574-124-11,574-132,574-192-03,574-192-02,574-198-09,574-198-10,574-192-01,574-190-03,574-141-01,574-192-07,574-192-08,574-192-09,574-192-10,574-190-02,574-351-05,574-351-06,574-351-07,574-351-08,574-351-09,574-351-10,574-351-11,574-198-03,574-124-02,574-124-03,574-198-05,574-198-07,574-198-06,574-198-08,574-190-05,574-190-06,574-190-07,574-190-08,574-351-03,574-351-04,574-351-02
[10 empty] | 车辆电磁抗干扰-抗电源线磁场干扰 | Vehicle Electromagnetic Immunity — Power Line Magnetic Fields | SAE J551-17-2015 | SAE J551-17-2015 | 4 | 4 | [5 empty] | ＞50 | 574-120,574-200-06,574-199,574-200-01
[5 empty] | 静电放电（ESD） | Electrostatic discharge |  | 121202 |  | 道路车辆 静电放电产生的电骚扰试验方法 | Road vehicles—test methods for electrical disturbances from electrostatic discharge | GB/T 19951-2005 | GB/T 19951-2005 | 6 | 6 | [5 empty] | ＞500 | 574-221
[10 empty] | 道路车辆 静电放电产生的电骚扰试验方法 | Road vehicles—test methods for electrical disturbances from electrostatic discharge | ISO10605:2008 | ISO10605:2008 | 10 | 10 | [5 empty] | ＞500 | 574-221
[5 empty] | 噪声 | noise |  | 031702 |  | 汽车加速行驶车外噪声限值及测量方法 | Limits and measurement methods for noise emitted by accelerating motor vehicles | GB 1495-2002 | GB 1495-2002 | 5 | 5 | [5 empty] | ＞100 | 578-021,578-022,573-062,D571-450,571-113,573-061,573-430,D573-263,D572-122
[10 empty] | 声学 机动车辆定置噪声测量方法 | Acoustics--Measurements of sound pressure level emitted by stationary road vehicles | GB/T 14365-2017 | GB/T 14365-2017 | 6,7,8,9 | 6,7,8,9 | [5 empty] | ＞100 | 578-021,578-022,573-062,D571-450,571-113,573-061,573-430,D573-263,D572-122
[10 empty] | 道路车辆加速发出噪声的测量工程方法第1部分：M和N类 | Measurement of noise emitted by accelerating road vehicles. Engineering method. M and N categories | ISO 362-1:2007 | ISO 362-1:2007 | [7 empty] | ＞100 | 578-021,578-022,573-062,D571-450,571-113,573-061,573-430,D573-263,D572-122
[10 empty] | 机动车运行安全技术条件 | Safety specifications for motor vehicles operating on roads | GB 7258-2017 | GB 7258-2017 | 4.14 | 4.14 | [5 empty] | ＞100 | 578-022,D571-450
[10 empty] | 声学 汽车车内噪声测量方法 | Acoustics-Measurement of noise inside motor vehicles | GB/T18697-2002 | GB/T18697-2002 | 4，5，6，7，8，9，10 | 4，5，6，7，8，9，10 | [5 empty] | ＞100 | 578-021,578-022,573-062,D571-450,571-113,573-061,573-430,D573-263,D572-122
[10 empty] | 三轮汽车和低速货车加速行驶车外噪声限值及测量方法 | Limits and measurement methods for noise emitted by accelerating tri-wheel and low-speed vehicles | GB 19757-2005 | GB 19757-2005 | 附录A | Appendix A | [5 empty] | ＞20 | 578-021,578-022,573-062,D571-450,571-113,573-061,573-430,D573-263,D572-122
[10 empty] | 流动式起重机作业噪声限值及测量方法 | Mobile crawler crane- limits and measurement methods for operating noise | GB 20062-2006 | GB 20062-2006 | 5 | 5 | [5 empty] | ＞20 | 578-021,578-022,573-062,D571-450,571-113,573-061,573-430,D573-263,D572-122
[10 empty] | 客车车内噪声限值及测量方法 | Permissible levels and test methods of bus internal noise | GB/T 25982-2010 | GB/T 25982-2010 | 5, 6,7,8,9 | 5, 6,7,8,9 | [5 empty] | ＞50 | 578-021,578-022,573-062,D571-450,571-113,573-061,573-430,D573-263,D572-122
[10 empty] | 矿用自卸汽车驾驶室噪声测量方法及限值 | Limits and measurement methods for noise in the cabin of mining dump truck | QC/T 203-1995 | QC/T 203-1995 | 4，5，6 | 4，5，6 | [5 empty] | ＞20 | 578-021,578-022,573-062,D571-450,571-113,573-061,573-430,D573-263,D572-122
[10 empty] | 关于就噪声排放方面批准四轮及四轮以上机动车的统一规定 | Uniform provisions concerning the approval of motor vehicles having at least four wheels with regard to their noise emissions | ECE R51 | ECE R51 | 5, 6 | 5, 6 | [5 empty] | ＞100 | 578-021,578-022,573-062,D571-450,571-113,573-061,573-430,D573-263,D572-122
[10 empty] | 汽车加速噪声测量方法 | Acoustics- Measurement of noise emitted by accelerating road vehicles-Engineering method | JIS D1024-1999 | JIS D1024-1999 | [7 empty] | ＞20 | 578-021,578-022,573-062,D571-450,571-113,573-061,573-430,D573-263,D572-122
[10 empty] | 轮胎惯性滑行通过噪声测试方法 | Coast-by methods for measurement of tyre-to-road sound emission | GB/T 22036-2008 | GB/T 22036-2008 | [7 empty] | ＞30 | 578-021,578-022,573-062,D571-450,571-113,573-061,573-430,D573-263,D572-122
[10 empty] | 外部噪声 | External Noise | ADR 83/00 | ADR 83/00 | 4 | 4 | [5 empty] | ＞30 | 578-021,578-022,573-062,D571-450,571-113,573-061,573-430,D573-263,D572-122
[5 empty] | 客车结构安全 | Bus construction safety |  | 031706 |  | 轻型客车结构安全要求 | The safety requirements for light-duty bus construction | GB 18986-2003 | GB 18986-2003 | [7 empty] | 8 | D571-449,D591-003,D591-004,D591-005,D591-006,D591-007,D591-008,D591-009,D591-010,D591-011,D591-012,D591-013,D591-016,D591-017,D591-019,D591-020,D591-021,573-321,D573-266,D571-100,571-093,571-111,579-067,571-113,D573-180
[10 empty] | 机动车运行安全技术条件 | Safety specifications for power-driven vehicles operating on roads | GB 7258-2017 | GB 7258-2017 | [7 empty] | ＞30 | D571-450,D591-003
[10 empty] | 双层客车结构安全要求 | The safety constructional requirements for double deck large passenger vehicles | GB/T 19950-2005 | GB/T 19950-2005 | [7 empty] | 8 | D571-449,D591-003,D591-004,D591-005,D591-006,D591-007,D591-008,D591-009,D591-010,D591-011,D591-012,D591-013,D591-016,D591-017,D591-019,D591-020,D591-021,573-321,D573-266,D571-100,571-093,571-111,579-067,571-113,D573-180
[10 empty] | 客车结构安全要求 | The safety requirements for bus construction | GB 13094-2017 | GB 13094-2017 | [7 empty] | ＞20 | D571-449,D591-003,D591-004,D591-005,D591-006,D591-007,D591-008,D591-009,D591-010,D591-011,D591-012,D591-013,D591-016,D591-017,D591-019,D591-020,D591-021,573-321,D573-266,D571-100,571-093,571-111,579-067,571-113,D573-180
[10 empty] | 卧铺客车结构安全要求 | Safety requirements for sleeper bus construction | GB/T 16887-2008 | GB/T 16887-2008 | [7 empty] | 10 | D571-449,D591-003,D591-004,D591-005,D591-006,D591-007,D591-008,D591-009,D591-010,D591-011,D591-012,D591-013,D591-016,D591-017,D591-019,D591-020,D591-021,573-321,D573-266,D571-100,571-093,571-111,579-067,571-113,D573-180
[10 empty] | 客车上部结构强度要求 | Requirements and test methods of strength for the Superstructure of bus | GB 17578-2013 | GB 17578-2013 | [7 empty] | ＞20 | D571-449,573-321,D573-266,D571-100,571-093,571-111,579-067,D573-180
[10 empty] | 专用小学生校车安全技术条件 | The safety technique specifications of special school buses | GB 24407-2012 | GB 24407-2012 | [7 empty] | ＞20 | 573-061,D573-087,573-394,D573-263,JMC-专-10
[10 empty] | 低地板及低入口城市客车结构要求 | Structure requirements of low floor city-bus and low entry city-bus | GB 19260-2016 | GB19260-2016 | [7 empty] | 6 | 571-093,D571-450,573-321
[10 empty] | 关于就一般结构方面批准大型客车的统一规定 | Uniform Provisions Concerning The Approval Of Large Passenger Vehicles With Regard To Their General Construction | ECE R36 | ECE R36 | [7 empty] | 10 | D571-449,D591-003,D591-004,D591-005,D591-006,D591-007,D591-008,D591-009,D591-010,D591-011,D591-012,D591-013,D591-016,D591-017,D591-019,D591-020,D591-021,573-321,D573-266,D571-100,571-093,571-111,579-067,571-113,D573-180
[10 empty] | 车辆规格规定 | The requirement of specification for motor vehicle | 车辆安全检测基准02 | Vehicle Safety Testing Directions02 | [7 empty] | 2
[10 empty] | 低地板大客车规格规定 | Low floor vehicle | 车辆安全检测基准63 | Vehicle Safety Testing Directions63 | [7 empty] | 2
[10 empty] | 关于就上部结构强度方面批准大型乘客车的统一规定 | Uniform Provision Concerning The Approval Of Large Passenger Vehicles With Regard To The Strength Of Their Superstructure | ECE R66 | ECE R66 | [7 empty] | 10 | 571-093,D571-450,573-321
[10 empty] | 大客车车车身结构强度 | Strength of super structure for large passenger vehicle | 车辆安全检测基准55 | Vehicle Safety Testing Directions55 | [7 empty] | 10 | 571-093,D571-450,573-321
[10 empty] | 公共汽车倾翻强度 | Omnibus Rollover Strength | ADR 59/00 | ADR 59/00 | [7 empty] | 10 | 571-093,D571-450,573-321
[10 empty] | 《针对出租或福利用公共汽车的设计要求》 | REQUIREMENTS FOR OMNIBUSES DESIGNEDFOR HIRE AND REWARD》 | ADR 58/00 | ADR 58/00 | [7 empty] | 12 | 571-093,D571-450,573-321
[10 empty] | 一般安全要求(为确保车辆使用安全而必须的设计和结构要求) | General Safety Requirements | ADR 42/04 | ADR 42/04 | [7 empty] | 8 | D571-450,571-093,573-156,D573-263
[10 empty] | 《机械式连接装置安装规定》 | The installation of the mechanical coupling device or component | 车辆安全检测基准61 | Vehicle Safety Testing Directions61 | [7 empty] | 6 | 571-093,D571-450,573-321
[10 empty] | 客车灭火装备配置要求 | Specifications for extinguishing equipement arrangement in bus | GB 34655-2017 | GB 34655-2017 | [7 empty] | 1 | D571-451
[10 empty] | 特殊用途车的结构要求 | Specific Purpose Vehicle Requirements | ADR 44/02 | ADR 44/02 | [7 empty] | 4 | 571-093,D571-450,573-321
[10 empty] | 营运客车类型划分及等级评定 | Type dividing and class rating for commercial motor-vehicles of passenger transport | JT/T 325-2018 | JT/T 325-2018 | [6 empty] | 2017 | 2 | 573-431,D572-121,D571-449,D571-454
[10 empty] | 营运客车爆胎应急安全装置技术要求 | Technical requirements of tyre failure emergency safety device for bus | JT/T 782-2010 | JT/T 782-2010 | [8 empty] | 573-359,571-113,D573-239
[5 empty] | 侧翻稳定性 | Overturning stability |  | 031706 |  | 机动车运行安全技术条件 | Safety specifications for motor vehicles operating on roads | GB 7258-2017 | GB 7258-2017 | 4.6 | 4.6 | 限制：GB7956.1 | except:GB7956.1 |  |  |  | ＞100 | 571-113,573-321
[10 empty] | 汽车静侧翻稳定性台架试验方法 | Static roll stability test method for motor vehicles | GB/T 14172-2009 | GB/T 14172-2009 | 6 | 6 | [5 empty] | ＞100 | 571-113,573-430,D573-263,D571-450
[10 empty] | N和O类罐式车辆侧倾稳定性 | Tank vehicles of categories N and O with regard to rollover stability | GB 28373-2012 | GB 28373-2012 | 4,5,6 | 4,5,6 | [5 empty] | ＞100 | 571-113,573-430,D573-263,D571-450
[10 empty] | 汽车倾斜稳定度规定 | The requirement of vehicle tilt stability | 车辆安全检测基准08 | Vehicle Safety Testing Directions08 | [7 empty] | 4 | 571-113,573-430,D573-263,D571-450
[5 empty] | 燃油系统及排气管要求 | Fuel system and exhaust pipe requirements |  | 031799 |  | 机动车运行安全技术条件 | Safety specifications for motor vehicles operating on roads | GB 7258-2017 | GB 7258-2017 | 12.5 | 12.5 | [5 empty] | ＞500 | D571-450
[10 empty] | 火灾防止规定 | Prevention of fire risks for the large passenger vehicle | 车辆安全检测基准54 | Vehicle Safety Testing Directions54 | [7 empty] | 4 | D571-450
[5 empty] | 汽车标记要求 | Automotive marks requirements |  | 031706 |  | 机动车运行安全技术条件 | Safety specifications for motor vehicles operating on roads | GB 7258-2017 | GB 7258-2017 | 4.1 | 4.1 | 限制：GB/T 18411-2001、GB/T29578-2010、GB/T 17676-1999、GB10396 | Except：GB/T 18411-2001、GB/T29578-2010、GB/T 17676-1999、GB10396 |  |  |  | ＞500 | D571-450,D571-100
[10 empty] | 道路车辆 车辆识别代号(VIN) | Road vehicles-Vehicle Identification number(VIN) | GB 16735-2004 | GB 16735-2004 | 5 | 5 | [5 empty] | ＞500 | D571-100,D571-389
[10 empty] | 道路运输危险货物车辆标志 | The vehicle mark for road transportation | GB 13392-2005 | GB 13392-2005 | 3,4,5,8,附录A,附录B,附录C | 3,4,5,8,Appendix A,Appendix B,Appendix C | [5 empty] | ＞500
[10 empty] | 道路车辆 车辆识别代号（VIN） | Road vehicle- Vehicle identification number(VIN) | GB16735-2019 | GB16735-2019 | 5、6、7、8、9 | 5、6、7、8、9
[10 empty] | 天然气汽车和液化石油气汽车 标志 | Natural gas vehicle and liquefied petroleum gas vehicle identification marks | GB/T 17676-1999 | GB/T 17676-1999 | 3 | 3 | [5 empty] | ＞500
[10 empty] | 校车标识 | The marker for school bus | GB 24315-2009 | GB 24315-2009 | 4,5,6,7,8,9,11,附录A,附录B | 4,5,6,7,8,9,11,Appendix A,Appendix B | [5 empty] | ＞100 | D571-454
[10 empty] | 车辆尾部标志板 | Rear-marking plates for vehicles and their trailers | GB 25990-2010 | GB 25990-2010 | 5,6,附录B,附录E,附录F | 5,6,Appendix B,Appendix E,Appendix F | [5 empty] | ＞100 | D571-454
[10 empty] | 车辆及部件识别标记 | Identification for passenger cars and their parts | GB 30509-2014 | GB 30509-2014 | 5,6 | 5,6 | [5 empty] | ＞500 | D571-100,D571-454
[10 empty] | 客车用安全标志和信息符号 | Safety signs and information symbols for the use of bus | GB 30678-2014 | GB 30678-2014 | 4,7,8,附录A,附录B | 4,7,8,Appendix A,Appendix B | [5 empty] | ＞500
[10 empty] | 车辆标记 | Vehicle Marking | ADR 61/02 | ADR 61/02 | 3,附录A,附录B,附录C | 3,Appendix A,Appendix B,Appendix C | [5 empty] | 10 | D571-454
[10 empty] | 关于机动车辆及其挂车法定铭牌及车辆识别代码的要求的型式认证 | Concerning type-approval requirements for the manufacturer’s statutory plate and for the vehicle identification number of motor vehicles and their trailers | (EU )No 19/2011 | (EU )No 19/2011 | 部分A,部分B,附录B,附录C | 部分A,部分B,Appendix B,Appendix C | [5 empty] | 10 | D571-454
[10 empty] | 道路车辆 世界制造厂识别代号（WMI） | Road vehicle-World manufacturer identifier(WMI) code | GB 16737-2004 | GB 16737-2004 | 4,5,6 | 4,5,6 | [5 empty] | 10
[10 empty] | 车辆识别代号（VIN）管理规则 | The regulation of Vehicle identification number management | CMVR A01-01 | CMVR A01-01 | 第二章，第三章 | section2，section3 | [5 empty] | 10 | D571-100
[10 empty] | 道路车辆-车辆识别代号-内容和构成 | Road vehicles-Vehicle identification number(VIN)-Content and structure | ISO 3779:2009 | ISO 3779:2009 | [7 empty] | 10
[10 empty] | 道路车辆 世界制造厂识别代号（WMI） | Road vehicle-World manufacturer identifier(WMI) code | GB16737-2019 | GB16737-2019 | 4、5、6 | 4、5、6
[10 empty] | 道路车辆-世界制造厂识别代号（WMI） | Road vehicles-World manyfacturer identifier(WMI) | ISO 3780:2009 | ISO 3780:2009 | [7 empty] | 10
[10 empty] | 道路车辆-车辆识别代号（VIN）-位置与固定 | Vehicle identification numbers(VIN) | ISO 4030:1983 | ISO 4030:1983 | [7 empty] | 10 | D571-100
[10 empty] | 车辆识别代号 | Vehicle identification numbe | JIS D4901-1982 | JIS D4901-1982 | [7 empty] | 10 | D571-100
[10 empty] | 汽车识别代号系统 | Vehicle identification number | SAE J272-2008 | SAE J272-2008 | [7 empty] | 10
[10 empty] | 关于汽车产品必须使用安全玻璃的通知 |  | 机械汽（1995）645号 |  |  |  | 只测标记部分 | only mark proportion |  |  |  | 10
[10 empty] | 汽车安全玻璃 | Safety glasses for road vehicles | GB9656-2003 | GB9656-2003 | 9 | 9 | [5 empty] | 10
[10 empty] | 汽车安全玻璃测试方法 | Test method of Safety glasses for road vehicles | BS AU 209-2-1988(R2011) | BS AU 209-2-1988(R2011) |  |  | 只测标记部分 | only mark proportion |  |  |  | 10
[10 empty] | 道路车辆-操纵件指示器和信号装置的符号 | Road vehicles-Symbols for controls,indicators and tell-tales | ISO 2575:2010 | ISO 2575:2010 | [7 empty] | 10
[10 empty] | 道路车辆、摩托车的手操纵件、指示器及信号装置的位置 | Road vehicles -- Location of hand controls, indicators and tell-tales in motor vehicles | ISO 4040:2009 | ISO 4040:2009 | [7 empty] | 10
[10 empty] | 汽车操作、计量及报警装置的识别代号 | Road vehicles-Symbols for controls,indicators and tell-tales | JIS D0032-2011 | JIS D0032-2011 | [7 empty] | 20
[10 empty] | 在机动车辆内部配件（操纵件、信号装置和指示器的识别）方面协调统一各成员国法律的理事会指令 | On The Approximation Of The Laws Of The Member States Relating To The Interior Fittings Of Motor Vehicles (Identification Of Controls, Tell-tales And Indicators) | 78/316/EEC | 78/316/EEC | [7 empty] | >80
[10 empty] | 汽车安全带提醒装置 | Safety belt reminder for motor vehicles | GB/T 24551-2009 | GB/T 24551-2009 | [7 empty] | >80 | D576-016,573-061
[10 empty] | 关于中国汽车行业新车生产使用氟利昂（CFCs）的通知 |  | 机汽发（1997）099号 | [8 empty] | >80
[5 empty] | 铭牌要求 | Nameplates requirements |  | 031706 |  | 车辆及部件识别标记 | Identification for passenger cars and their parts | GB 30509-2014 | GB 30509-2014 | 3，4，5，6 | 3，4，5，6 | [5 empty] | >20 | D571-100,D571-454
[10 empty] | 在机动车辆安全带及约束系统方面协调统一各成员国法律的理事会指令 | On The Approximation Of The Laws Of The Member States Relating To Safety Belts And Restraint Systems Of Motor Vehicles | 77/541/EEC | 77/541/EEC | [7 empty] | >20 | D571-100,D571-454
[10 empty] | 车辆标记 | Vehicle Marking | ADR 61/02 | ADR 61/02 | 5,6,7,8,9 | 5,6,7,8,9 | [5 empty] | 30 | D571-100,D571-454
[5 empty] | 先进驾驶辅助系统 | Advanced Driving Assistant System (ADAS) |  | 031702 |  | 轻型汽车电子稳定性控制系统性能要求及试验方法 | Performance requirements and testing methods for electronic stability control system(ESC) for light vehicles | GB/T 30677-2014 | GB/T 30677-2014 | 1,2,3,4,5,6,7,8,附录1 | 1,2,3,4,5,6,7,8,Appendix 1 | [5 empty] | >20 | 579-136,573-455,573-465,571-113,D571-450,573-430,D573-263,D572-122,573-214
[10 empty] | 电子稳定控制系统 | Electronic stability control systems | FMVSS 571.126-2012 | FMVSS 571.126-2012 | [7 empty] | >20 | 579-136,573-455,573-465,571-113,D571-450,573-430,D573-263,D572-122,573-214
[10 empty] | 智能运输系统 车道偏离报警系统 性能要求与检测方法 | Intelligent transport systems—Lane departure warning systems—Performance requirements and test procedures | GB/T 26773-2011 | GB/T 26773-2011 | [7 empty] | 4 | 579-136,573-455,573-465,571-113,D571-450,573-430,D573-263,D572-122,573-214
[10 empty] | 汽车车道偏离系统的统一型式认证要求 | Uniform provisions concerning the approval of motor vehicles with regard to the Lane Departure Warning System (LDWS) | ECE R130-2013 | ECE R130-2013 | 1,2,3,4,5,6,7,8,9,10,11,附录1，附录2，附录3 | 1,2,3,4,5,6,7,8,9,10,11,Appendix 1，Appendix 2，Appendix 3 | [5 empty] | >5 | 579-136,573-455,573-465,571-113,D571-450,573-430,D573-263,D572-122,573-214
[10 empty] | 营运货车安全技术条件 第1部分：载货汽车 | Safety specification for commerciai vehicle for cargos transportation-Part1:Goods vehicle | JT/T1178.1-2018 | JT/T1178.1-2018 | 8 | 8 |  |  |  |  | 2017 | 2 | D571-453,573-619,D572-121,573-459,573-455,573-359
[10 empty] | 营运车辆行驶危险预警系统技术要求和试验方法 | Commercial vehicle driving dangerous warning system technical requirements and test procedures | JT/T 883-2014 | JT/T 883-2014 | [6 empty] | 2017 | 2 | D571-453,573-619,D572-121
[10 empty] | 智能运输系统 车辆前向碰撞预警系统性能要求和测试规程 | Intelligent transport systems—Foward vehicle collision warning systems —Performance requirements and test procedures | GB/T33577-2017 | GB/T33577-2017 | [6 empty] | 2017 | 2 | 573-359,573-455,573-459
[5 empty] | 行驶稳定性 | diving stability |  | 031702 |  | 道路运输车辆综合性能要求和检验方法 | Composite performance requirement and detecting methods for road transport vehicles | GB18565-2016 | GB18565-2016 | 4.4.5.1 | 4.4.5.1 |  |  |  |  | 2016 | 5 | 579-136
[5 empty] | 前后端保护装置要求 | Front and rear protection devices of vehicles |  | 031706 |  | 汽车前、后端保护装置 | Front and rear protection devices of vehicles | GB 17354-1998 | GB 17354-1998 | [7 empty] | >30 | 573-328,D571-450,571-113,571-093
[10 empty] | 汽车前后端保护装置（保险杠等）认证的统一规定 | UNIFORM PROVISIONS CONCERNING THEAPPROVAL OF VEHICLES WITH REGARD TO THEIR FRONT AND REAR PROTECTIVE DEVICES (BUMPERS, ETC.) | ECE R42 | ECE R42 | [7 empty] | >30 | 573-328,D571-450,571-113,571-093
[10 empty] | 机动车：乘用车前后外部防护装置（保险杠）及其测试方法 | motor vehicles: front and rear exterior protection device for passenger car(bumpers etc) and its method of test | GSO 41/2007 | GSO 41/2007 | [7 empty] | 2 | 573-190,577-034,579-096,573-317,D573-273,JMD-089-26,D572-154,D571-371,D573-274,D576-030,573-202
[5 empty] | LPG和CNG安装要求 | Mounting requirements of LPG and CNG |  | 031706 |  | 燃气汽车专用装置的安装要求 | Mounting requirements of special equipment for gas vehicle | GB 19239-2013 | GB 19239-2013 | [6 empty] | 2014 | >10 | D571-452,571-093,570-077
[10 empty] | 液化天然气汽车专用装置安装要求 | Mounting requirements of liquefied natural gas vehicle special equipment | GBT 20734-2006 | GBT 20734-2006 | [6 empty] | 2014 | >10 | 573-499,570-077,D571-452,571-093
[5 empty] | 驾驶室乘员保护要求 | Protection requirements of the occupants of the cab of vehicles |  | 031708 |  | 商用车驾驶室乘员保护 | The protection of the occupants of the cab of a commercial vehicle | GB 26512-2011 | GB 26512-2011 | [7 empty] | >20 | 573-395,571-113,D571-450,D573-087
[5 empty] | 罩盖锁要求 | Hood latch system |  | 031706 |  | 汽车罩（盖）锁系统 | Motor vehicles-Hood latch system | GB 11568-2011 | GB 11568-2011 | [7 empty] | >20
[10 empty] | 罩（盖）锁系统 | Hood latch system | FMVSS 113 | FMVSS 113 | [7 empty] | >20
[5 empty] | 防盗装置性能要求 | Anti-theft devices performance requirements |  | 031706 |  | 汽车防盗装置性能要求 | Motor vehicles-Protective devices against unauthorized use-Performance requirements | GB 15740-2006 | GB 15740-2006 | 4.6 | 4.6 | [5 empty] | >20 | 573-270
[10 empty] | 防盗装置 | Protection of motor vehicles against unauthorized use | ECE R18 | ECE R18 | 5.7 | 5.7 | [5 empty] | >20 | 573-270
[10 empty] | 防盗锁 | Anti-Theft Lock | ADR 25/02 | ADR 25/02 | 5.7 | 5.7 | [5 empty] | >20 | 573-270
[10 empty] | 关于机动车辆防盗保护的统一技术规定 | Anti-theft and alarm systems | ECE R116 | ECE R116 | 5.7 | 5.7 | 只测安装检查项、转向锁试验项目 | Accredited only for Inspection installation、Steering lock test items |  |  |  | 20 | 573-270
[5 empty] | LPG和CNG加注装置要求 | specific LPG retrofit systems for the use of LPG and CNG |  | 031706 |  | 压縮天然氣汽車燃料系統檢驗規定 | The inspection requirement of fuel system for CNG vehicle | 车辆安全检测基准06 | Vehicle Safety Testing Directions06 | [7 empty] | 2 | 570-077,573-156,D571-450
[10 empty] | 压缩天然气汽车专用装置的安装要求 | Compress the gearing request that natural gas car appropriation equip | GB/T 19240-2003 | GB/T 19240-2003 | [7 empty] | 8 | 570-077,573-156,D571-450
[10 empty] | 液化石油气汽车燃料系统检验规定 | The inspection requirement of fuel system for LPG vehicle | 车辆安全检测基准05 | Vehicle Safety Testing Directions05 | [7 empty] | 30 | 570-077,573-156,D571-450
[10 empty] | 二甲醚汽车专用装置的安装要求 | Mounting requirements of special equipment for dimethyl-ether vehicles | QC/T 814-2009 | QC/T 814-2009 |  |  | 不测检测仪器试验法 | Except for detection equipment testing |  |  |  | 6 | D571-450,571-113
[10 empty] | 《二甲醚汽车专用装置技术要求》 | Technical requirements for special equipments of dymethyl-ether vehicle | QC/T 813-2009 | QC/T 813-2009 | [7 empty] | 6 | D571-450,571-113
[5 empty] | 汽车对行人的碰撞保护性能 | Pedestrian protection performance of vehicles |  | 031706 |  | 汽车对行人的碰撞保护 | The Protection for Pedestrians in the Event of a Collison | GB/T 24550-2009 | GB/T 24550-2009 | [7 empty] | 200 | 573-433,577-043,579-132,JML-258-42,D572-154,JMC-174-15,573-315,JML-226-9,D571-462
[10 empty] | 欧洲新车评价程序-行人保护试验规程 | European New Car Assessment Programme Pedestrian Testing Protocol | Euro-NCAP | Euro-NCAP | [7 empty] | 100 | 573-433,577-043,579-132,JML-258-42,D572-154,JMC-174-15,573-315,JML-226-9,D571-462
[10 empty] | 在机动车辆保护行人及其它易受伤害的道路使用者 | On the type-approval of motor vehicles with regard to the protection of pedestrians and other vulnerable road users | (EC)78/2009 | (EC)78/2009 | [7 empty] | 2 | 573-433,577-043,579-132,JML-258-42,D572-154,JMC-174-15,573-315,JML-226-9,D571-462
[5 empty] | 车内空气质量 | Vehicle Indoor Air Quality |  | 023904 |  | 乘用车内空气质量评价指南 | Guideline for air quality assessment of passenger car | GB/T 27630-2011 | GB/T 27630-2011 | [7 empty] | 220 | 570-152,570-155,570-156,570-190,570-191,570-192,570-193,570-194
[10 empty] | 环境标志产品技术要求 轻型汽车 | Technical requirement for environmental labeling products Light-duty vehicles | HJ 2532-2013 | HJ 2532-2013 | [7 empty] | 220 | 570-152,570-155,570-156,570-190,570-191,570-192,570-193,570-194
[10 empty] | 轻型汽车污染物排放限值及测量方法（中国第六阶段） | Limits and measurement methods for emissions from light-duty vehicles（China VI） | GB18352.6-2016 | GB18352.6-2016 | 5.4 | 5.4 | [5 empty] | 220 | 570-152,570-155,570-156,570-190,570-191,570-192,570-193,570-194
[10 empty] | 车内挥发性有机物和醛酮性类物质采样测定方法 | Determination of Volatile Organic Compounds and Carbonyl Compounds in Cabin of Vehicles | HJ/T 400-2007 | HJ/T 400-2007 | [7 empty] | 220 | 570-152,570-155,570-156,570-190,570-191,570-192,570-193,570-194
[10 empty] | 道路车辆的内部空气—第1部分：整车试验室——测定车厢内部挥发性有机化合物的规范与方法 | Interior air of road vehicles —Part 1:Whole vehicle test chamber —Specification and method for thedetermination of volatile organiccompounds in cabin interiors | ISO 12219-1-2012 | ISO 12219-1-2012 | [7 empty] | 220 | 570-152,570-155,570-156,570-190,570-191,570-192,570-193,570-194
[10 empty] | 室内空气-第6部分:通过在泰纳克斯TA吸收剂上活性取样、热解吸和MS或MS/FID测定室内和试验室空气中挥发性有机化合物的含量 | Indoor air —Part 6:Determination of volatile organiccompounds in indoor and test chamberair by active sampling on Tenax TAsorbent, thermal desorption and gaschromatography using MS or MS-FID | ISO 16000-6-2011 | ISO 16000-6-2011 | [7 empty] | 220 | 570-152,570-155,570-156,570-190,570-191,570-192,570-193,570-194
[10 empty] | 乘用车内空气中PM2.5检测评价方法 | Assessment and test method for PM2.5 of passenger car | CQC 9206-2014 | CQC 9206-2014 | [7 empty] | 20 | 570-170,570-171,570-172
[5 empty] | 空气质量 | Air quality |  |  |  | 长途客车内空气质量检测方法 | Detect method for the air quality inside long distance coach | GB/T 28370-2012 | GB/T 28370-2012 | [7 empty] | 50 | 570-142,570-143,570-136,570-190,570-191,570-192,570-193,570-144,570-155
[5 empty] | 氧气 | O<Sub>2</Sub> |  |  |  | 医用氧舱用电化学式测氧仪 | Electrochemical oxygenmeter for medical hyperbaric oxygen chamber | GB/T 19904-2005 | GB/T 19904-2005 | [7 empty] | 50 | 570-142
[5 empty] | 一氧化碳 | CO |  |  |  | 公共场所卫生检验方法 第2部分:化学污染物 | Examination methods for public places―Part 2: Chemical pollutants | GB/T 18204.2-2014 | GB/T 18204.2-2014 | 3 | 3 | 只测3：不分光红外分析法 | Accredited only for non-dispersive infrared analysis method |  |  |  | 50 | 570-136
[5 empty] | 二氧化碳 | CO<Sub>2</Sub> |  |  |  | 公共场所卫生检验方法 第2部分:化学污染物 | Examination methods for public places―Part 2: Chemical pollutants | GB/T 18204.2-2014 | GB/T 18204.2-2014 | 4 | 4 | 只用不分光红外分析法 | Accredited only for non-dispersive infrared analysis method |  |  |  | 50 | 570-143
[5 empty] | 甲醛 | HCHO |  |  |  | 居住区大气中甲醛卫生检验标准方法 分光光度法 | Standard method for hygienic examination of formaldehyde in air of residential areas—Spectrophotometric method | GB/T 16129-1995 | GB/T 16129-1995 | [7 empty] | 50 | 570-190,570-191,570-192,570-193,570-144
[5 empty] | 甲苯、二甲苯 | methylbenzene，dimethylbenzene |  |  |  | 环境空气 苯系物的测定 固体吸附/热脱附-气相色谱法 | Ambient air—Determination of benzene and its analogies using sorbent adsorption thermal desorption and gas chromatography | HJ 583-2010 | HJ 583-2010 | [7 empty] | 50 | 570-190,570-191,570-192,570-193,570-155
[5 empty] | 总挥发性有机物 | Total VOC |  |  |  | 室内空气质量标准 | Indoor air quality standard | GB/T 18883-2002 | GB/T 18883-2002 | 附录C | Annex C | [5 empty] | 50 | 570-190,570-191,570-192,570-193,570-155
[5 empty] | 排气污染物（常温冷启动试验） | Emissions Pollutants(Cold Start at Normal Temperature) |  | 031705 |  | 轻型汽车污染物排放限值及测量方法(中国Ⅲ、Ⅳ阶段) | Limits and measurement methods for emissions from light-duty vehicles(China Ⅲ、Ⅳ) | GB 18352.3-2005 | GB 18352.3-2005 | 附录 C | Annex C | [5 empty] | >100 | 573-180,573-322,570-181,570-119,570-181,570-118,572-045,572-060,D573-285,D573-286,570-181,570-121,573-182-1,573-478,573-182,570-174
[10 empty] | 轻型汽车污染物排放限值及测量方法（中国第五阶段） | Limits and measurement methods for emissions from light-duty vehicles（China V） | GB18352.5-2013 | GB18352.5-2013 | 附录 C | Annex C | [5 empty] | >100 | 573-180,573-322,570-181,570-119,570-118,572-045,572-060,D573-285,D573-286,570-121,573-182-1,573-478,573-182,570-174,D572-137,D572-138,574-337
[10 empty] | 轻型汽车污染物排放限值及测量方法（中国第六阶段） | Limits and measurement methods for emissions from light-duty vehicles（China VI） | GB18352.6-2016 | GB18352.6-2016 | 附录 C | Annex C | [5 empty] | >30 | 573-180,573-322,570-181,570-119,570-181,570-118,572-045,572-060,D573-285,D573-286,570-181,570-121,573-182-1,573-478,573-182,570-174
[10 empty] | 轻型汽车（点燃式）污染物排放限值及测量方法（北京V阶段） | Limits and measurement methods for emission from light-duty vehicles(positive ignition)(BEIJING V) | DB11/946-2013 | DB11/946-2013 | 4.3.1 | 4.3.1 | [5 empty] | >100 | 573-180,573-322,570-181,570-119,570-181,570-118,572-045,572-060,D573-285,D573-286,570-181,570-121,573-182-1,573-478,573-182,570-174
[10 empty] | 关于根据发动机燃油要求就污染物排放方面批准车辆的统一规定 | Uniform provisions concerning the approval of vehicles with regard to the emission of pollutants according to engine fuel requirements | ECE R83 | ECE R83 | [7 empty] | >30 | 573-180,573-322,570-181,570-119,570-181,570-118,572-045,572-060,D573-285,D573-286,570-181,570-121,573-182-1,573-478,573-182,570-174,574-337
[10 empty] | 在控制机动车辆主动点燃式（positive-ignition）发动机气体污染物的措施方面协调统一各成员国法律的理事会指令 | European Union Council Directive | 70/220/EEC（98/69/EC） | 70/220/EEC（98/69/EC） | [7 empty] | >30 | 573-180,573-322,570-181,570-119,570-181,570-118,572-045,572-060,D573-285,D573-286,570-181,570-121,573-182-1,573-478,573-182,570-174,574-337
[10 empty] | 关于轻型乘用车和商用车（欧5和欧6）在排放方面的型式核准以及对于车辆维修和保养信息的访问 | On type approval of motor vehicles with respect to emissions from light passenger and commercial | 715/2007/EC | 715/2007/EC | [7 empty] | >30 | 573-180,573-322,570-181,570-119,570-181,570-118,572-045,572-060,D573-285,D573-286,570-181,570-121,573-182-1,573-478,573-182,570-174,574-337
[10 empty] | 轻型汽车排放控制 | Emission Control for Light Vehicles | ADR 79/03/04 | ADR 79/03/04 | [7 empty] | >30 | 573-180,573-322,570-181,570-119,570-181,570-118,572-045,572-060,D573-285,D573-286,570-181,570-121,573-182-1,573-478,573-182,570-174,574-337
[5 empty] | 怠速污染物排放 | Idle Pollutants Emissions |  | 031705 |  | 点燃式发动机汽车排气污染物排放限值及测量方法（双怠速法及简易工况法） | Limits and Measurement methods for exhaust pollutants from vehicles equipped ignition engine under two-speed idle conditions and simple driving mode conditions | GB18285-2005 | GB18285-2005 | [7 empty] | >100 | 570-129,573-456
[10 empty] | 轻型汽车污染物排放限值及测量方法(中国Ⅲ、Ⅳ阶段) | Limits and measurement methods for emissions from light-duty vehicles(China Ⅲ、Ⅳ) | GB 18352.3-2005 | GB 18352.3-2005 | 附录 D | Annex D | [5 empty] | >100 | 570-129,573-456
[10 empty] | 轻型汽车污染物排放限值及测量方法（中国第五阶段） | Limits and measurement methods for emissions from light-duty vehicles | GB18352.5-2013 | GB18352.5-2013 | 附录 D | Annex D | [5 empty] | >100 | 570-129,573-456
[10 empty] | 道路运输车辆综合性能和检验方法 | Composite performance requirement and detecting methods for road transport vehicles | GB 18565-2016 | GB 18565-2016 | 5.2.4.1.1 | 5.2.4.1.1 | [5 empty] | <10 | 570-071-1,573-062
[10 empty] | 汽油车双怠速污染物排放限值及测量方法 | Limits and measurement methods for exhaust pollutants from gasoline vehicles under two speed idle conditions | DB11/044-2014 | DB11/044-2014 | [7 empty] | >100 | 570-129,573-456
[10 empty] | 轻型汽车（点燃式）污染物排放限值及测量方法（北京V阶段） | Limits and measurement methods for emission from light-duty vehicles(positive ignition)(BEIJING V) | DB11/946-2013 | DB11/946-2013 | [7 empty] | >100 | 570-129,573-456
[10 empty] | 关于根据发动机燃油要求就污染物排放方面批准车辆的统一规定 | Uniform provisions concerning the approval of vehicles with regard to the emission of pollutants according to engine fuel requirements | ECE R83 | ECE R83 | [7 empty] | >30 | 570-129,573-456
[10 empty] | 关于轻型乘用车和商用车（欧5和欧6）在排放方面的型式核准以及对于车辆维修和保养信息的访问 | On type approval of motor vehicles with respect to emissions from light passenger and commercial | 715/2007/EC | 715/2007/EC | [7 empty] | >30 | 570-129,573-456
[10 empty] | 对于可安装使在车辆上使用的设备及部件的统一规定 | Concerning the adoption of uniform technical prescriptions for wheeled vehicles,equipment and parts which can be fitted and or be used on wheeld vehicles and the conditions for reciprocal recognition of approvals grated on the basis of these prescriptions | ECE R24 | ECE R24 | [7 empty] | >30 | 570-129,573-456
[10 empty] | 在控制机动车辆主动点燃式（positive-ignition）发动机气体污染物的措施方面协调统一各成员国法律的理事会指令 | European Union Council Directive | 70/220/EEC（98/69/EC） | 70/220/EEC（98/69/EC） | [7 empty] | >30 | 570-129,573-456
[10 empty] | 轻型汽车排放控制 | Emission Control for Light Vehicles | ADR 79/03/04 | ADR 79/03/04 | [7 empty] | >30 | 570-129,573-456
[10 empty] | 道路车辆—在检验或维修过程中废气排放量的测量方法 | Road vehicles-Measurement methods for exhaust gas emissions during inspection or maintenance | ISO3929:2003 | ISO3929:2003 | [7 empty] | >30 | 570-129,573-456
[5 empty] | 自由加速烟度 | smoke at free acceleration from diesel vehicles |  | 031705 |  | 轻型汽车污染物排放限值及测量方法（中国第五阶段） | Limits and measurement methods for emissions from light-duty vehicles | GB18352.5-2013 | GB18352.5-2013 | 附录 D | Annex D | [5 empty] | >100 | 579-135
[10 empty] | 车用压燃式发动机和压燃式发动机排气烟度排放限值及测量方法 | Limits and measurement methods for exhaust smoke from C.I.E(Compression Ignition Engine) and vehicle equipped with C.I.E | GB3847-2005 | GB3847-2005 | [7 empty] | >100 | 573-062,570-079
[10 empty] | 道路运输车辆综合性能和检验方法 | Composite performance requirement and detecting methods for road transport vehicles | GB 18565-2016 | GB 18565-2016 | 5.2.4.2.1 | 5.2.4.2.1 | [5 empty] | <10 | 570-079,573-062
[10 empty] | 柴油车自由加速烟度排放限值及测量方法 | DB 11/045-2014 Limits and measurement methods for smoke at free acceleration from diesel vehicles | DB11/045-2014 | DB11/045-2014 | [7 empty] | >100 | 579-135
[10 empty] | 关于根据发动机燃油要求就污染物排放方面批准车辆的统一规定 | Uniform provisions concerning the approval of vehicles with regard to the emission of pollutants according to engine fuel requirements | ECE R83 | ECE R83 | [7 empty] | >30 | 579-135
[10 empty] | 关于轻型乘用车和商用车（欧5和欧6）在排放方面的型式核准以及对于车辆维修和保养信息的访问 | On type approval of motor vehicles with respect to emissions from light passenger and commercial | 715/2007/EC | 715/2007/EC | [7 empty] | >30 | 579-135
[10 empty] | 对于可安装使在车辆上使用的设备及部件的统一规定 | Concerning the adoption of uniform technical prescriptions for wheeled vehicles,equipment and parts which can be fitted and or be used on wheeld vehicles and the conditions for reciprocal recognition of approvals grated on the basis of these prescriptions | ECE R24 | ECE R24 | [7 empty] | >30 | 579-135
[10 empty] | 轻型汽车排放控制 | Emission Control for Light Vehicles | ADR 79/03/04 | ADR 79/03/04 | [7 empty] | >30 | 579-135
[5 empty] | 曲轴箱污染物排放 | Crankcase pollutants emissions |  | 031705 |  | 轻型汽车污染物排放限值及测量方法(中国Ⅲ、Ⅳ阶段) | Limits and measurement methods for emissions from light-duty vehicles(China Ⅲ、Ⅳ) | GB 18352.3-2005 | GB 18352.3-2005 | 附录 E | Annex E | [5 empty] | >100 | 573-180,573-322,573-431,573-412
[10 empty] | 轻型汽车污染物排放限值及测量方法（中国第五阶段） | Limits and measurement methods for emissions from light-duty vehicles | GB18352.5-2013 | GB18352.5-2013 | 附录 E | Annex E | [5 empty] | >100 | 573-180,573-322,573-431,573-412
[10 empty] | 轻型汽车污染物排放限值及测量方法（中国第六阶段） | Limits and measurement methods for emissions from light-duty vehicles（China VI） | GB18352.6-2016 | GB18352.6-2016 | 附录 E | Annex E | [5 empty] | >30 | 573-180,573-322,573-431,573-412
[10 empty] | 装用点燃式发动机重型汽车曲轴箱污染物排放限值及测量方法 | Limits and measurement methods for crankcase pollutants From heavy-duty vehicles equipped with P.I engines | GB 11340-2005 | GB 11340-2005 | 附录 B | Annex B | [5 empty] | 60 | 573-412,573-180,573-322,573-431
[10 empty] | 轻型汽车（点燃式）污染物排放限值及测量方法（北京V阶段） | Limits and measurement methods for emission from light-duty vehicles(positive ignition)(BEIJING V) | DB11/946-2013 | DB11/946-2013 | 4.3.3 | 4.3.3 | [5 empty] | >100 | 573-412,573-180,573-322,573-431
[10 empty] | 关于根据发动机燃油要求就污染物排放方面批准车辆的统一规定 | Uniform provisions concerning the approval of vehicles with regard to the emission of pollutants according to engine fuel requirements | ECE R83 | ECE R83 | [7 empty] | >30 | 573-180,573-322,573-431,573-412
[10 empty] | 在控制机动车辆主动点燃式（positive-ignition）发动机气体污染物的措施方面协调统一各成员国法律的理事会指令 | European Union Council Directive | 70/220/EEC（98/69/EC） | 70/220/EEC（98/69/EC） | [7 empty] | >30 | 573-180,573-322,573-431,573-412
[10 empty] | 关于轻型乘用车和商用车（欧5和欧6）在排放方面的型式核准以及对于车辆维修和保养信息的访问 | On type approval of motor vehicles with respect to emissions from light passenger and commercial | 715/2007/EC | 715/2007/EC | [7 empty] | >30 | 573-180,573-322,573-431,573-412
[10 empty] | 轻型汽车排放控制 | Emission Control for Light Vehicles | ADR 79/03/04 | ADR 79/03/04 | [7 empty] | >30 | 573-180,573-322,573-431,573-412
[10 empty] | 汽车曲轴箱气体排放 | Pollutants from crankcase of mobil vehicle | SAE J900-1985（R1995） | SAE J900-1985（R1995） | [7 empty] | >30 | 573-180,573-322,573-431,573-412
[5 empty] | 汽油车燃油蒸发污染物检验 | Gasoline motor car fuel evaporation pollutants emission inspection |  | 031705 |  | 轻型汽车污染物排放限值及测量方法(中国Ⅲ、Ⅳ阶段) | Limits and measurement methods for emissions from light-duty vehicles(China Ⅲ、Ⅳ) | GB 18352.3-2005 | GB 18352.3-2005 | 附录 F | Annex F | [5 empty] | >100 | 573-180,573-322,573-431,572-045,572-060,570-092,570-188,570-098,570-189,570-185,579-187
[10 empty] | 轻型汽车污染物排放限值及测量方法（中国第五阶段） | Limits and measurement methods for emissions from light-duty vehicles | GB18352.5-2013 | GB18352.5-2013 | 附录 F | Annex F | [5 empty] | >100 | 573-180,573-322,573-431,572-045,572-060,570-092,570-188,570-098,570-189,570-185,579-187
[10 empty] | 轻型汽车污染物排放限值及测量方法（中国第六阶段） | Limits and measurement methods for emissions from light-duty vehicles（China VI） | GB18352.6-2016 | GB18352.6-2016 | 附录 F | Annex F | [5 empty] | >30 | 573-180,573-322,573-431,572-045,572-060,570-092,570-188,570-098,570-189,570-185,579-187
[10 empty] | 装用点燃式发动机重型汽车燃油蒸发污染物排放限值及测量方法 | Limits and measurement methods for fuel evaporative Pollutants from heavy-duty vehicles equipped with P.I engines(Trap method) | GB 14763-2005 | GB 14763-2005 | [7 empty] | >30 | 573-180,573-322,573-431,572-045,572-060,570-092,570-188,570-098,570-189,570-185,579-187
[10 empty] | 环境保护产品技术要求 汽油车燃油蒸发污染物控制系统(装置) | Environmental protection product - gasoline fuel evaporative pollution control system | HJ/T390-2007 | HJ/T390-2007 | [7 empty] | >100 | 573-180,573-322,573-431,572-045,572-060,570-092,570-188,570-098,570-189,570-185,579-187
[10 empty] | 轻型汽车（点燃式）污染物排放限值及测量方法（北京V阶段） | Limits and measurement methods for emission from light-duty vehicles(positive ignition)(BEIJING V) | DB11/946-2013 | DB11/946-2013 | [7 empty] | >100 | 573-180,573-322,573-431,572-045,572-060,570-092,570-188,570-098,570-189,570-185,579-187
[10 empty] | 关于根据发动机燃油要求就污染物排放方面批准车辆的统一规定 | Uniform provisions concerning the approval of vehicles with regard to the emission of pollutants according to engine fuel requirements | ECE R83 | ECE R83 | [7 empty] | >30 | 573-180,573-322,573-431,572-045,572-060,570-092,570-188,570-098,570-189,570-185,579-187
[10 empty] | 在控制机动车辆主动点燃式（positive-ignition）发动机气体污染物的措施方面协调统一各成员国法律的理事会指令 | European Union Council Directive | 70/220/EEC（98/69/EC） | 70/220/EEC（98/69/EC） | [7 empty] | >30 | 573-180,573-322,573-431,572-045,572-060,570-092,570-188,570-098,570-189,570-185,579-187
[10 empty] | 关于轻型乘用车和商用车（欧5和欧6）在排放方面的型式核准以及对于车辆维修和保养信息的访问 | On type approval of motor vehicles with respect to emissions from light passenger and commercial | 715/2007/EC | 715/2007/EC | [7 empty] | >30 | 573-180,573-322,573-431,572-045,572-060,570-092,570-188,570-098,570-189,570-185,579-187
[10 empty] | 轻型汽车排放控制 | Emission Control for Light Vehicles | ADR 79/03/04 | ADR 79/03/04 | [7 empty] | >30 | 573-180,573-322,573-431,572-045,572-060,570-092,570-188,570-098,570-189,570-185,579-187
[5 empty] | 污染物控制装置耐久性 | Pollutants control devices durability |  | 031705 |  | 轻型汽车污染物排放限值及测量方法(中国Ⅲ、Ⅳ阶段) | Limits and measurement methods for emissions from light-duty vehicles(China Ⅲ、Ⅳ) | GB 18352.3-2005 | GB 18352.3-2005 | 附录 G | Annex G | [5 empty] | >30 | 573-436,573-437,573-438,573-439,573-440,573-441,573-442,573-443,573-444,573-445,573-446,573-447,573-448,573-449,573-450,573-451,573-452,573-453
[10 empty] | 轻型汽车污染物排放限值及测量方法（中国第五阶段） | Limits and measurement methods for emissions from light-duty vehicles | GB18352.5-2013 | GB18352.5-2013 | 附录 G | Annex G | [5 empty] | >100 | 573-436,573-437,573-438,573-439,573-440,573-441,573-442,573-443,573-444,573-445,573-446,573-447,573-448,573-449,573-450,573-451,573-452,573-453
[10 empty] | 轻型汽车污染物排放限值及测量方法（中国第六阶段） | Limits and measurement methods for emissions from light-duty vehicles（China VI） | GB18352.6-2016 | GB18352.6-2016 | 附录 G | Annex G | [5 empty] | >30 | 573-436,573-437,573-438,573-439,573-440,573-441,573-442,573-443,573-444,573-445,573-446,573-447,573-448,573-449,573-450,573-451,573-452,573-453
[10 empty] | 轻型汽车（点燃式）污染物排放限值及测量方法（北京V阶段） | Limits and measurement methods for emission from light-duty vehicles(positive ignition)(BEIJING V) | DB11/946-2013 | DB11/946-2013 | 4.3.5 | 4.3.5 | [5 empty] | >100 | 573-436,573-437,573-438,573-439,573-440,573-441,573-442,573-443,573-444,573-445,573-446,573-447,573-448,573-449,573-450,573-451,573-452,573-453
[10 empty] | 关于根据发动机燃油要求就污染物排放方面批准车辆的统一规定 | Uniform provisions concerning the approval of vehicles with regard to the emission of pollutants according to engine fuel requirements | ECE R83 | ECE R83 | [7 empty] | >30 | 573-436,573-437,573-438,573-439,573-440,573-441,573-442,573-443,573-444,573-445,573-446,573-447,573-448,573-449,573-450,573-451,573-452,573-453
[10 empty] | 在控制机动车辆主动点燃式（positive-ignition）发动机气体污染物的措施方面协调统一各成员国法律的理事会指令 | European Union Council Directive | 70/220/EEC（98/69/EC） | 70/220/EEC（98/69/EC） | [7 empty] | >30 | 573-436,573-437,573-438,573-439,573-440,573-441,573-442,573-443,573-444,573-445,573-446,573-447,573-448,573-449,573-450,573-451,573-452,573-453
[10 empty] | 关于轻型乘用车和商用车（欧5和欧6）在排放方面的型式核准以及对于车辆维修和保养信息的访问 | On type approval of motor vehicles with respect to emissions from light passenger and commercial | 715/2007/EC | 715/2007/EC | [7 empty] | >30 | 573-436,573-437,573-438,573-439,573-440,573-441,573-442,573-443,573-444,573-445,573-446,573-447,573-448,573-449,573-450,573-451,573-452,573-453
[10 empty] | 轻型汽车排放控制 | Emission Control for Light Vehicles | ADR 79/03/04 | ADR 79/03/04 | [7 empty] | >30 | 573-436,573-437,573-438,573-439,573-440,573-441,573-442,573-443,573-444,573-445,573-446,573-447,573-448,573-449,573-450,573-451,573-452,573-453
[5 empty] | 加油排放 | Refueling emissions |  | 031705 |  | 轻型汽车污染物排放限值及测量方法（中国第六阶段） | Limits and measurement methods for emissions from light-duty vehicles（China VI） | GB18352.6-2016 | GB18352.6-2016 | 附录 I | Annex I | [5 empty] | >30 | 573-180,573-322,573-431,572-045,572-060,570-092,570-188,570-098,570-189,570-185,579-187
[5 empty] | 排气污染物（低温冷启动试验） | Emissions Pollutants(cold start at low temperature) |  | 031705 |  | 轻型汽车污染物排放限值及测量方法(中国Ⅲ、Ⅳ阶段) | Limits and measurement methods for emissions from light-duty vehicles(China Ⅲ、Ⅳ) | GB 18352.3-2005 | GB 18352.3-2005 | 附录 H | Annex H | [5 empty] | >100 | 573-180,573-322,570-181,570-119,570-181,570-118,572-045,572-060,D573-285,D573-286,570-181,570-121,573-182-1,573-478,573-182,570-174
[10 empty] | 轻型汽车污染物排放限值及测量方法（中国第五阶段） | Limits and measurement methods for emissions from light-duty vehicles | GB18352.5-2013 | GB18352.5-2013 | 附录 H | Annex H | [5 empty] | >100 | 573-180,573-322,570-181,570-119,570-181,570-118,572-045,572-060,D573-285,D573-286,570-181,570-121,573-182-1,573-478,573-182,570-174
[10 empty] | 轻型汽车污染物排放限值及测量方法（中国第六阶段） | Limits and measurement methods for emissions from light-duty vehicles（China VI） | GB18352.6-2016 | GB18352.6-2016 | 附录 H | Annex H | [5 empty] | >30 | 573-180,573-322,570-181,570-119,570-181,570-118,572-045,572-060,D573-285,D573-286,570-181,570-121,573-182-1,573-478,573-182,570-174
[10 empty] | 轻型汽车（点燃式）污染物排放限值及测量方法（北京V阶段） | Limits and measurement methods for emission from light-duty vehicles(positive ignition)(BEIJING V) | DB11/946-2013 | DB11/946-2013 | 4.3.6 | 4.3.6 | [5 empty] | >100 | 573-180,573-322,570-119,570-181,570-118,572-045,572-060,D573-285,D573-286,570-181,570-121,573-182-1,573-478,573-182,570-174
[10 empty] | 关于根据发动机燃油要求就污染物排放方面批准车辆的统一规定 | Uniform provisions concerning the approval of vehicles with regard to the emission of pollutants according to engine fuel requirements | ECE R83 | ECE R83 | [7 empty] | >30 | 573-180,573-322,570-181,570-119,570-181,570-118,572-045,572-060,D573-285,D573-286,570-181,570-121,573-182-1,573-478,573-182,570-174,574-337
[10 empty] | 在控制机动车辆主动点燃式（positive-ignition）发动机气体污染物的措施方面协调统一各成员国法律的理事会指令 | European Union Council Directive | 70/220/EEC（98/69/EC） | 70/220/EEC（98/69/EC） | [7 empty] | >30 | 573-180,573-322,570-181,570-119,570-181,570-118,572-045,572-060,D573-285,D573-286,570-181,570-121,573-182-1,573-478,573-182,570-174,574-337
[10 empty] | 关于轻型乘用车和商用车（欧5和欧6）在排放方面的型式核准以及对于车辆维修和保养信息的访问 | On type approval of motor vehicles with respect to emissions from light passenger and commercial | 715/2007/EC | 715/2007/EC | [7 empty] | >30 | 573-180,573-322,570-181,570-119,570-181,570-118,572-045,572-060,D573-285,D573-286,570-181,570-121,573-182-1,573-478,573-182,570-174,574-337
[10 empty] | 轻型汽车排放控制 | Emission Control for Light Vehicles | ADR 79/03/04 | ADR 79/03/04 | [7 empty] | >30 | 573-180,573-322,570-181,570-119,570-181,570-118,572-045,572-060,D573-285,D573-286,570-181,570-121,573-182-1,573-478,573-182,570-174,574-337
[5 empty] | OBD系统试验 | OBD system test |  | 031705 |  | 轻型汽车污染物排放限值及测量方法(中国Ⅲ、Ⅳ阶段) | Limits and measurement methods for emissions from light-duty vehicles(China Ⅲ、Ⅳ) | GB 18352.3-2005 | GB 18352.3-2005 | 附录 I | Annex I | [5 empty] | >30 | 573-180,573-322,570-181,570-119,570-181,570-118,572-045,572-060,D573-285,D573-286,570-181,570-121,573-182-1,573-478,573-182,570-174,579-048,579-148
[10 empty] | 轻型汽车污染物排放限值及测量方法（中国第五阶段） | Limits and measurement methods for emissions from light-duty vehicles | GB18352.5-2013 | GB18352.5-2013 | 附录 I | Annex I | [5 empty] | >30 | 573-180,573-322,570-181,570-119,570-181,570-118,572-045,572-060,D573-285,D573-286,570-181,570-121,573-182-1,573-478,573-182,570-174,579-048,579-148
[10 empty] | 轻型汽车污染物排放限值及测量方法（中国第六阶段） | Limits and measurement methods for emissions from light-duty vehicles（China VI） | GB18352.6-2016 | GB18352.6-2016 | 附录 J | Annex J | [5 empty] | >30 | 573-180,573-322,570-181,570-119,570-181,570-118,572-045,572-060,D573-285,D573-286,570-181,570-121,573-182-1,573-478,573-182,570-174,579-048,579-148
[10 empty] | 车用压燃式、气体燃料点燃式发动机与汽车车载诊断（OBD）系统技术要求 | Technical specification for on-board diagnostic(OBD) system of compression ignition and gas fuelled positive ignition engines of vehicles | HJ 437-2008 | HJ 437-2008 | [7 empty] | >100 | 573-431,579-048,579-148
[10 empty] | 轻型汽车（点燃式）污染物排放限值及测量方法（北京V阶段） | Limits and measurement methods for emission from light-duty vehicles(positive ignition)(BEIJING V) | DB11/946-2013 | DB11/946-2013 | 4.3.7 | 4.3.7 | [5 empty] | >100 | 573-180,573-322,570-119,570-181,570-118,572-045,572-060,D573-285,D573-286,570-121,573-182-1,573-478,573-182,570-174,579-048,579-148
[10 empty] | 重型汽车排气污染物排放限值及测量方法（车载法） | Limits and Measurement Method of Emissions from Heavy Duty Vevhicle(PEMS Method) | DB 11/965-2013 | DB 11/965-2013 | [7 empty] | >30 | 573-431,579-048,579-148
[10 empty] | 重型汽车排气污染物排放限值及测量方法（OBD 法 第Ⅳ、Ⅴ阶段） | Limits and Measurement Method of Emissions from heavy-duty vehicle(OBD method phase IV and V) | DB 11/ 1475-2017 | DB 11/ 1475-2017 | 附录C | Annex C | [5 empty] | 5 | 573-431,570-166,579-048,579-148
[10 empty] | 关于根据发动机燃油要求就污染物排放方面批准车辆的统一规定 | Uniform provisions concerning the approval of vehicles with regard to the emission of pollutants according to engine fuel requirements | ECE R83 | ECE R83 | [7 empty] | >30 | 573-180,573-322,570-181,570-119,570-181,570-118,572-045,572-060,D573-285,D573-286,570-181,570-121,573-182-1,573-478,573-182,570-174,579-048,579-148
[10 empty] | 在控制机动车辆主动点燃式（positive-ignition）发动机气体污染物的措施方面协调统一各成员国法律的理事会指令 | European Union Council Directive | 70/220/EEC（98/69/EC） | 70/220/EEC（98/69/EC） | [7 empty] | >30 | 573-180,573-322,570-181,570-119,570-181,570-118,572-045,572-060,D573-285,D573-286,570-181,570-121,573-182-1,573-478,573-182,570-174,579-048,579-148
[10 empty] | 关于轻型乘用车和商用车（欧5和欧6）在排放方面的型式核准以及对于车辆维修和保养信息的访问 | On type approval of motor vehicles with respect to emissions from light passenger and commercial | 715/2007/EC | 715/2007/EC | [7 empty] | >30 | 573-180,573-322,570-181,570-119,570-181,570-118,572-045,572-060,D573-285,D573-286,570-181,570-121,573-182-1,573-478,573-182,570-174,579-048,579-148
[10 empty] | 轻型汽车排放控制 | Emission Control for Light Vehicles | ADR 79/03/04 | ADR 79/03/04 | [7 empty] | >30 | 573-180,573-322,570-181,570-119,570-181,570-118,572-045,572-060,D573-285,D573-286,570-181,570-121,573-182-1,573-478,573-182,570-174,579-048,579-148
[5 empty] | 排气污染物（实际道路排放） | exhaust emissions from vehicles(RDE/PEMS) |  | 031705 |  | 轻型汽车污染物排放限值及测量方法（中国第六阶段） | Limits and measurement methods for emissions from light-duty vehicles（China VI） | GB18352.6-2016 | GB18352.6-2016 | 附录 D | Annex D | [5 empty] | >30 | 579-048,579-148
[10 empty] | (EU) 2016/427修订(EC)692/2008关于轻型乘用车和商用车欧6排放 | Amending Regulation (EC) No 692/2008 as regards emissions from light passenger and commercial vehicles (Euro 6) | EU 2016-427 | EU 2016-427 | [7 empty] | >30 | 579-048,579-148
[10 empty] | 重型汽车排气污染物排放限值及测量方法（车载法） | Limits and Measurment Method of Emissions from Heavy Duty Vehicle(PEMS Method) | DB 11/965-2013 | DB 11/965-2013 | 附录B | Annex B | 重型汽车 | heavy-duty vehicles |  |  |  | 70 | 573-431,570-166,579-048,579-148
[10 empty] | 重型汽车排气污染物排放限值及测量方法（车载法） | Limits and Measurment Method of Emissions from Heavy Duty Vehicle(PEMS Method) | DB 11/965-2013 | DB 11/965-2013 | 附录C | Annex C | 重型汽车 | heavy-duty vehicles |  |  |  | 70 | 573-431,570-166,579-048,579-148
[10 empty] | 重型汽车排气污染物排放限值及测量方法（车载法 第IV、V阶段） | Limits and Measurement Method of Emissions from heavy-duty vehicle (PEMS method phase IV and V) | DB 11/965-2017 | DB 11/965-2017 | 附录B | Annex B | 重型汽车 | heavy-duty vehicles |  |  |  | 5 | 573-431,570-166,579-048,579-148
[10 empty] | 重型汽车排气污染物排放限值及测量方法（车载法 第IV、V阶段） | Limits and Measurement Method of Emissions from heavy-duty vehicle (PEMS method phase IV and V) | DB 11/965-2017 | DB 11/965-2017 | 附录C | Annex C | 重型汽车 | heavy-duty vehicles |  |  |  | 5 | 573-431,570-166,579-048,579-148
[10 empty] | 重型汽车排气污染物排放限值及测量方法（车载法 第IV、V阶段） | Limits and Measurement Method of Emissions from heavy-duty vehicle (PEMS method phase IV and V) | DB 11/965-2017 | DB 11/965-2017 | 附录E | Annex E | 重型汽车 | heavy-duty vehicles |  |  |  | 5 | 573-431,570-166,579-048,579-148
[10 empty] | 重型汽车排气污染物排放限值及测量方法（车载法 第IV、V阶段） | Limits and Measurement Method of Emissions from heavy-duty vehicle (PEMS method phase IV and V) | DB 11/965-2017 | DB 11/965-2017 | 附录F | AnnexF | 重型汽车 | heavy-duty vehicles |  |  |  | 5 | 573-431,570-166,579-048,579-148
[10 empty] | (EU) 2016/646修订(EC)692/2008关于轻型乘用车和商用车欧6排放 | Amending Regulation (EC) No 692/2008 as regards emissions from light passenger and commercial vehicles (Euro 6) | (EU) 2016-646 | (EU) 2016-646 | [7 empty] | >30 | 579-048,579-148
[10 empty] | 重型柴油车、气体燃料车排气污染物车载测量方法及技术要求 | Measurement method and technical specification for PEMS test of exhaust pollutants from heavy-duty diesel and gas fuelled vehicles | HJ 857-2017 | HJ 857-2017 | 附录 B | Appendix B | [5 empty] | >10 | 570-166
[5 empty] | 正面碰撞乘员保护 | The protection of the occupants in the event of a frontal collision |  | 031708 |  | 汽车正面碰撞的乘员保护 | The protection of the occupants in the event of a frontal collision for motor vehicle | GB 11551-2014 | GB 11551-2014 | [7 empty] | 200 | 573-190,577-034,579-096,573-317,579-031,579-089,D573-273,JMD-089-26,D572-154,D571-371,D573-274,D576-030,573-191,573-249
[10 empty] | 汽车乘员碰撞保护 | Occupant crash protection | FMVSS 208-2010 | FMVSS 208-2010 | S5.1,S6,S8.1,S14.5,S15,S16 | S5.1,S6,S8.1,S14.5,S15,S16 | [5 empty] | 0 | 573-190,577-034,579-096,573-317,579-031,579-089,D573-273,JMD-089-26,D572-154,D571-371,D573-274,D576-030,573-191,573-249
[10 empty] | 燃料系统的完整性 | Fuel system integrity | FMVSS 301-2009 | FMVSS 301-2009 | S5.1,S5.4,S5.5.S5.7,S6.1,S7.1 | S5.1,S5.4,S5.5.S5.7,S6.1,S7.1 | [5 empty] | 0 | 573-190,577-034,579-096,573-317,D573-273,JMD-089-26,D572-154,D571-371,D573-274,D576-030,573-202
[10 empty] | 关于就火灾预防方面批准车辆的统一规定 | Uniform provisions concerning the approval of vehicles with regard to the prevention of fire risks | ECE R34-1999 | ECE R34-1999 | 9.1-9.5,Annex 3 | 9.1-9.5,Annex 3 | [5 empty] | 20 | 573-190,577-034,579-096,573-317,D573-273,JMD-089-26,D572-154,D571-371,D573-274,D576-030,573-202
[10 empty] | 正面碰撞乘员保护 | Full frontal impact occupant protection | ADR 69/00 | ADR 69/00 | 5 | 5 | [5 empty] | 5 | 573-190,577-034,579-096,573-317,579-031,579-089,D573-273,JMD-089-26,D572-154,D571-371,D573-274,D576-030,573-191,573-249
[10 empty] | 欧洲新车评价程序—正面碰撞试验规程 | Frontal Impact Testing Protocol | Euro-NCAP | Euro-NCAP | [7 empty] | 5 | 573-190,577-034,579-096,573-317,579-031,579-089,D573-273,JMD-089-26,D572-154,D571-371,D573-274,D576-030,573-596,573-597
[10 empty] | 欧洲新车评价程序—膝关节伤害保护试验规程动态评价 | Knee Mapping Sled Test Procedure | Euro-NCAP | Euro-NCAP | [7 empty] | 5 | 573-327,577-041,579-144,579-095,579-137,JMJ-888-755,571-156,D573-237,D571-371,D572-149,D571-461,D573-073,JMC-089-59,573-255
[10 empty] | 机动车碰撞强度试验方法 第一部分正面碰撞 | Motor vehicles methods of test for impact strength part 1:frontal impact | GSO 36/2005 | GSO 36/2005 | 5 | 5 | [5 empty] | 5 | 573-190,577-034,579-096,573-317,579-031,579-089,D573-273,JMD-089-26,D572-154,D571-371,D573-274,D576-030,573-191,573-249
[10 empty] | 前方碰撞乘员保护 | The protection of the occupants in the event of a frontal collision for motor vehicle | 车辆安全检测基准46 | Vehicle safety inspection benchmark46 | [7 empty] | 1 | 573-190,577-034,579-096,573-317,579-031,579-089,D573-273,JMD-089-26,D572-154,D571-371,D573-274,D576-030,573-191,573-249
[5 empty] | 正面偏置碰撞乘员保护 | The protection of the occupants in the event of an off-set frontal collision |  | 031708 |  | 汽车正面偏置碰撞乘员保护 | The protection of the occupants in the event of an off-set frontal collision for passenger car | GB/T 20913-2007 | GB/T 20913-2007 | 4, 6 | 4, 6 | [5 empty] | 50 | 573-190,577-034,579-096,573-317,579-031,579-089,D573-273,JMD-089-26,D572-154,D571-371,D573-274,D576-030,573-191,573-249
[10 empty] | 汽车乘员碰撞保护 | Occupant crash protection | FMVSS 208-2010 | FMVSS 208-2010 | S15.3,S16.2,S16.3,S17,S18 | S15.3,S16.2,S16.3,S17,S18 | [5 empty] | 0 | 573-190,577-034,579-096,573-317,579-031,579-089,D573-273,JMD-089-26,D572-154,D571-371,D573-274,D576-030,573-191,573-249
[10 empty] | 关于就前碰撞中乘员防护方面批准车辆的统一规定 | Uniform provisions concerning the approval of vehicles withregard to the protection of the occupants in the event of afrontal collision | ECE R94-2003 | ECE R94-2003 | 5,Annex 3 | 5,Annex 3 | [5 empty] | 100 | 573-190,577-034,579-096,573-317,579-031,579-089,D573-273,JMD-089-26,D572-154,D571-371,D573-274,D576-030,573-191,573-249
[10 empty] | 正面偏置碰撞乘员保护 | Australian Design Rule 73/00 – Offset Frontal Impact Occupant Protection | ADR 73/00 | ADR 73/00 | 5,6 | 5,6 | [5 empty] | 5 | 573-190,577-034,579-096,573-317,579-031,579-089,D573-273,JMD-089-26,D572-154,D571-371,D573-274,D576-030,573-191,573-249
[10 empty] | 欧洲新车评价程序—正面偏置碰撞试验规程 | Offset Deformable Barrier Frontal Impact Test Protocol | Euro-NCAP | Euro-NCAP | [7 empty] | 5 | 573-190,577-034,579-096,573-317,579-031,579-089,D573-273,JMD-089-26,D572-154,D571-371,D573-274,D576-030,573-382,573-383,573-550,573-551
[10 empty] | 机动车碰撞强度试验方法 第一部分正面碰撞 | Motor vehicles methods of test for impact strength part 1:frontal impact | GSO 36/2005 | GSO 36/2005 | 4 | 4 | [5 empty] | 5 | 573-190,577-034,579-096,573-317,579-031,579-089,D573-273,JMD-089-26,D572-154,D571-371,D573-274,D576-030,573-191,573-249
[5 empty] | 侧面碰撞乘员保护 | The protection of the occupants in the event of a lateral collision |  | 031708 |  | 汽车侧面碰撞的乘员保护 | The protection of the occupants in the event of a lateral collision | GB 20071－2006 | GB 20071－2006 | 4,附录B | 4,附录B | [5 empty] | 200 | 573-190,577-034,579-096,573-317,579-031,579-089,D573-273,JMD-089-26,D572-154,D571-371,D573-274,D576-030,573-250,573-201
[10 empty] | 汽车乘员碰撞保护 | Occupant crash protection | FMVSS 208-2010 | FMVSS 208-2010 | S5.2,S6.2,S6.3,S8.1,S8.2 | S5.2,S6.2,S6.3,S8.1,S8.2 | [5 empty] | 0 | 573-190,577-034,579-096,573-317,579-031,579-089,D573-273,JMD-089-26,D572-154,D571-371,D573-274,D576-030,573-191,573-249
[10 empty] | 侧面碰撞保护 | Side impact protection | FMVSS 214-2007 | FMVSS 214-2007 | S3,S4,S5,S6,S7,S8 | S3,S4,S5,S6,S7,S8 | [5 empty] | 0 | 573-190,577-034,579-096,573-317,579-031,579-089,D573-273,JMD-089-26,D572-154,D571-371,D573-274,D576-030,573-250,573-201
[10 empty] | 燃料系统的完整性 | Fuel system integrity | FMVSS 301-2009 | FMVSS 301-2009 | S5.1,S5.4,S5.5.S5.7,S6.3,S7.1,S7.2 | S5.1,S5.4,S5.5.S5.7,S6.3,S7.1,S7.2 | [5 empty] | 0 | 573-190,577-034,579-096,573-317,D573-273,JMD-089-26,D572-154,D571-371,D573-274,D576-030,573-202
[10 empty] | 关于就侧碰撞中乘员防护方面批准车辆的统一规定 | Uniform provisions concerning the approval of vehicles with regard to the protection of the occupants in the event of a lateral collision | ECE R95-1995 | ECE R95-1995 | 5,Annex 4 | 5,Annex 4 | [5 empty] | 100 | 573-190,577-034,579-096,573-317,579-031,579-089,D573-273,JMD-089-26,D572-154,D571-371,D573-274,D576-030,573-250,573-201
[10 empty] | 动态侧面碰撞乘员保护 | Australian Design Rule 72/00 – Dynamic side impact occupant protection | ADR 72/00 | ADR 72/00 | 5,6 | 5,6 | [5 empty] | 5 | 573-190,577-034,579-096,573-317,579-031,579-089,D573-273,JMD-089-26,D572-154,D571-371,D573-274,D576-030,573-250,573-201
[10 empty] | 机动车碰撞强度试验方法 第三部分B 移动壁障侧面碰撞 | Motor vehicles methods of test for impact strength part 3B: moving barrier side impact | GSO 1707/2005 | GSO 1707/2005 | 4-9 | 4-9 | [5 empty] | 5 | 573-190,577-034,579-096,573-317,579-031,579-089,D573-273,JMD-089-26,D572-154,D571-371,D573-274,D576-030
[10 empty] | 欧洲新车评价程序—侧面碰撞试验规程 | Side Impact Testing Protocol | Euro-NCAP | Euro-NCAP | [7 empty] | 5 | 573-190,577-034,579-096,573-317,579-031,579-089,D573-273,JMD-089-26,D572-154,D571-371,D573-274,D576-030,573-550,573-551,573-552,573-201
[10 empty] | 欧洲新车评价程序—侧面柱碰撞试验规程 | Pole Side Impact Testing Protocol | Euro-NCAP | Euro-NCAP | [7 empty] | 5 | 573-190,577-034,579-096,573-317,579-031,579-089,D573-273,JMD-089-26,D572-154,D571-371,D573-274,D576-030,573-552,573-201
[10 empty] | 机动车碰撞强度试验方法 第三部分C 移动壁障侧面碰撞 | Motor vehicles methods of test for impact strength part 3C: moving barrier side impact | GSO 1708/2005 | GSO 1708/2005 | 4-9 | 4-9 | [5 empty] | 1 | 573-190,577-034,579-096,573-317,579-031,579-089,D573-273,JMD-089-26,D572-154,D571-371,D573-274,D576-030,573-250,573-201
[10 empty] | 侧方碰撞乘员保护 | The protection of the occupants in the event of a lateral collision | 车辆安全检测基准45 | Vehicle safety inspection benchmark45 | [7 empty] | 1 | 573-190,577-034,579-096,573-317,579-031,579-089,D573-273,JMD-089-26,D572-154,D571-371,D573-274,D576-030,573-250,573-201
[5 empty] | 排气污染物 | exhaust emissions from vehicles |  | 031705 |  | 重型柴油车污染物排放限值及测量方法（中国第六阶段） | Limits and measurement methods for emissions from diesel fuelledheavy-duty vehicles (CHINA VI) | GB 17691-2018 | GB 17691-2018 | 附录K、附录L、附件KE | Appendix K、Appendix L、Annex KE |  |  |  |  | 2018.7 | 4 | 573-431,570-187,573-478,570-174,570-148,570-147,570-166
[5 empty] | 汽车后端结构碰撞性能 | The behaviour of the structure of the impacted vehicle in a rear-end collision |  | 031708 |  | 碰撞强度测试方法-第二部分-移动壁障后碰撞 | Motor vehicles : methods of test for impact strength –part 2 – moving barrier rear impact | GSO 37/2012 | GSO 37/2012 | 4-9 | 4-9 | [5 empty] | 0 | 573-190,577-034,579-096,573-317,D573-273,JMD-089-26,D572-154,D571-371,D573-274,D576-030,573-202
[5 empty] | 碰撞后燃油系统安全要求 | The requirements of fuel system safety in the event of collision |  | 031708 |  | 乘用车后碰撞燃油系统安全要求 | The requirements of fuel system safety in the event of rear-end collision for passenger car | GB 20072-2006 | GB 20072-2006 | 4,5,6 | 4,5,6 | [5 empty] | 100 | 573-190,577-034,579-096,573-317,D573-273,JMD-089-26,D572-154,D571-371,D573-274,D576-030,573-202
[10 empty] | 燃料系统的完整性 | Fuel system integrity | FMVSS 301-2009 | FMVSS 301-2009 | S5.1,S5.4,S5.5.S5.7,S6.2,S7.1,S7.3 | S5.1,S5.4,S5.5.S5.7,S6.2,S7.1,S7.3 | [5 empty] | 0 | 573-190,577-034,579-096,573-317,D573-273,JMD-089-26,D572-154,D571-371,D573-274,D576-030,573-202
[10 empty] | 关于就火灾预防方面批准车辆的统一规定 | Uniform provisions concerning the approval of vehicles with regard to the prevention of fire risks | ECE R34-1999 | ECE R34-1999 | 9,Annex 4 | 9,Annex 4 | [5 empty] | 20 | 573-190,577-034,579-096,573-317,D573-273,JMD-089-26,D572-154,D571-371,D573-274,D576-030,573-202
[10 empty] | 碰撞强度测试方法-第二部分-移动壁障后碰撞 | Motor vehicles : methods of test for impact strength –part 2 – moving barrier rear impact | GSO 37/2012 | GSO 37/2012 | 5.2 | 5.2 | [5 empty] | 5 | 573-190,577-034,579-096,573-317,D573-273,JMD-089-26,D572-154,D571-371,D573-274,D576-030,573-202
[5 empty] | 转向机构对驾驶员伤害 | The injury for drivers by steering mechanism |  | 031708 |  | 防止汽车转向机构对驾驶员伤害的规定 | The stipulation protecting drivers from being injured by motor vehicle steering mechanism | GB 11557-2011 | GB 11557-2011 | 4.1, 5 附录B | 4.1, 5 附录B | [5 empty] | 50 | 573-190,577-034,579-096,573-317,D573-273,JMD-089-26,D572-154,D571-371,571-166,D573-274,D576-030
[10 empty] | 关于就碰撞中防止转向机构伤害驾驶员方面批准车辆的统一规定 | Uniform provisions concerning the approval of vehicles with regard to the protection of the driver against the steering mechanism in the event of impact | ECE R12-2000 | ECE R12-2000 | 5.1,6,Annex 3 | 5.1,6,Annex 3 | [5 empty] | 50 | 573-190,577-034,579-096,573-317,D573-273,JMD-089-26,D572-154,D571-371,571-166,D573-274,D576-030
[10 empty] | 关于协调各乘员国有关机动车辆内部安装（转向机构撞击时的性能）的法律 | on the approximation of the laws of the Member States relating to the interior fittings of motor vehicles(the behaviour of the steering mechanism in the event of an impact) | 74/297/EEC | 74/297/EEC | [7 empty] | 0 | 573-190,577-034,579-096,573-317,D573-273,JMD-089-26,D572-154,D571-371,571-166,D573-274,D576-030
[10 empty] | 转向控制系驾驶人碰撞保护 | Impact protection for the driver from the steering control system | 车辆安全检测基准44 | 车辆安全检测基准44 | [7 empty] | 1 | 573-190,577-034,579-096,573-317,D573-273,JMD-089-26,D572-154,D571-371,571-166,D573-274,D576-030
[10 empty] | 转向管柱 | Australian Design Rule 10/02 – Steering column | ADR 10/02 | ADR 10/02 | 5,6,7 | 5,6,7 | [5 empty] | 5 | 573-190,577-034,579-096,573-317,D573-273,JMD-089-26,D572-154,D571-371,571-166,D573-274,D576-030
[10 empty] | 机动车碰撞强度试验方法 第一部分正面碰撞 | Motor vehicles methods of test for impact strength part 1:frontal impact | GSO 36/2005 | GSO 36/2005 | 3 | 3 | [5 empty] | 5 | 573-190,577-034,579-096,573-317,579-031,579-089,D573-273,JMD-089-26,D572-154,D571-371,D573-274,D576-030,573-191,573-249
[5 empty] | 剪切强度试验 | Shear strength test |  | 031706 |  | 营运货车安全技术条件 第1部分：载货汽车 | Safety specification for commerical vehicle for cargos transportation-Part 1:Goods vehicle | JT/T1178.1-2018 | JT/T1178.1-2018 | 5.7 | 5.7 | [6 empty] | 573-313,796-009,796-010
[5 empty] | 压缩应变试验 | Compression strain test |  | 031706 |  | 营运货车安全技术条件 第1部分：载货汽车 | Safety specification for commerical vehicle for cargos transportation-Part 1:Goods vehicle | JT/T1178.1-2018 | JT/T1178.1-2018 | 5.7 | 5.7 | [6 empty] | 573-312,D571-048
[5 empty] | 车辆水平承载面上的系固点的数量 | Amount of the lashing point on the horizontal bearing surface |  | 031706 |  | 营运货车安全技术条件第1部分：载货汽车 | Safety specification for commercial vehicle for cargos transportation-Part 1: Goods vehicle | JT/T 1178.1-2018 | JT/T 1178.1-2018 | 7.3 附录E E.1.1.1 E.1.1.2 E.1.1.4 | 7.3 Annex E E.1.1.1 E.1.1.2 E.1.1.4
[5 empty] | 车辆水平承载面上的系固点的安装位置 | Layout of the lashing point on the horizontal bearing surface |  | 031706 |  | 营运货车安全技术条件第1部分：载货汽车 | Safety specification for commercial vehicle for cargos transportation-Part 1: Goods vehicle | JT/T 1178.1-2018 | JT/T 1178.1-2018 | 7.3 附录E E.1.1.3 | 7.3 Annex E E.1.1.3 | [6 empty] | D571-175
[5 empty] | 前墙上的系固点的数量 | Amount of the lashing point on the front wall |  | 031706 |  | 营运货车安全技术条件第1部分：载货汽车 | Safety specification for commercial vehicle for cargos transportation-Part 1: Goods vehicle | JT/T 1178.1-2018 | JT/T 1178.1-2018 | 7.3 附录E E.1.2 | 7.3 Annex E E.1.2
[5 empty] | 前墙上的系固点的安装位置 | Layout of the lashing point on the front wall |  | 031706 |  | 营运货车安全技术条件第1部分：载货汽车 | Safety specification for commercial vehicle for cargos transportation-Part 1: Goods vehicle | JT/T 1178.1-2018 | JT/T 1178.1-2018 | 7.3 附录E E.1.2 | 7.3 Annex E E.1.2 | [6 empty] | D571-175,D571-249
[5 empty] | 系固点的强度 | Strength of the lashing point |  | 031706 |  | 营运货车安全技术条件第1部分：载货汽车 | Safety specification for commercial vehicle for cargos transportation-Part 1: Goods vehicle | JT/T 1178.1-2018 | JT/T 1178.1-2018 | 7.3 附录E E.2 | 7.3 Annex E E.2 | [6 empty] | 573-171
[5 empty] | 系固点位置 | Layout of the lashing point |  | 031706 |  | 道路甩挂运输货物装载与栓固技术要求 | Technical requirement of cargo loading-unloading and securement for swap trailer transport | JT/T 882-2014 | JT/T 882-2014 | 附录C C.2 | Annex C C.2 | [6 empty] | D571-175,D571-249
[5 empty] | 系固点数量 | Amount of the lashing point |  | 031706 |  | 道路甩挂运输货物装载与栓固技术要求 | Technical requirement of cargo loading-unloading and securement for swap trailer transport | JT/T 882-2014 | JT/T 882-2014 | 附录C C.3 | Annex C C.3
[5 empty] | 系固点强度 | Strength of the lashing point |  | 031706 |  | 道路甩挂运输货物装载与栓固技术要求 | Technical requirement of cargo loading-unloading and securement for swap trailer transport | JT/T 882-2014 | JT/T 882-2014 | 附录C C.4 | Annex C C.4 | [6 empty] | 573-171
[5 empty] | 系固点标识 | Identification of the lashing point |  | 031706 |  | 道路甩挂运输货物装载与栓固技术要求 | Technical requirement of cargo loading-unloading and securement for swap trailer transport | JT/T 882-2014 | JT/T 882-2014 | 附录C C.5 | Annex C C.5
1 | 整车 | Motor vehicles |  | N | 安全带在车辆上安装的要求 | Requirements concerning the installation of safety belt in the vehicle |  | 031701 |  | 机动车运行安全技术条件 | Technical specifications for safety of power-driven vehicles operating on roads | GB 7258-2017 | GB 7258-2017 | 12.1 | 12.1 |  |  | 扩项 | Expansion |  | ＞50
[5 empty] | 安全防护装置 | Safety equipment requirement |  | 031706 |  | 机动车运行安全技术条件 | Technical specifications for safety of power-driven vehicles operating on roads | GB 7258-2017 | GB 7258-2017 | 12 | 12 |  |  | 扩项 | Expansion |  | ＞30 | D571-449
[5 empty] | 比功率 | Specific power |  | 031702 |  | 机动车运行安全技术条件 | Technical specifications for safety of power-driven vehicles operating on roads | GB 7258-2017 | GB 7258-2017 | 4.5 | 4.5 |  |  | 扩项 | Expansion |  | ＞100
[5 empty] | 变速器和分动器要求 | Transmission and transfer gear requirements |  | 031706 |  | 机动车运行安全技术条件 | Technical specifications for safety of power-driven vehicles operating on roads | GB 7258-2017 | GB 7258-2017 | 10.2 | 10.2 |  |  | 扩项 | Expansion |  | ＞50
[5 empty] | 残疾人专用汽车的附加要求 | Additional requirements for vehicles for the disabled |  | 031703 |  | 机动车运行安全技术条件 | Technical specifications for safety of power-driven vehicles operating on roads | GB 7258-2017 | GB 7258-2017 | 14 | 14 |  |  | 扩项 | Expansion |  | ＞3 | 573-358,573-361,573-457,573-460
[5 empty] | 侧翻稳定性 | Overturning stability |  | 031706 |  | 机动车运行安全技术条件 | Technical specifications for safety of power-driven vehicles operating on roads | GB 7258-2017 | GB 7258-2017 | 第1号修改单 4.6.3 | Amendment No.1 4.6.3 |  |  | 扩项 | Expansion |  | ＞100 | 571-113,573-321
[5 empty] | 侧下部防护要求 | Lateral protection requirements |  | 031706 |  | 机动车运行安全技术条件 | Technical specifications for safety of power-driven vehicles operating on roads | GB 7258-2017 | GB 7258-2017 | 12.9.1,12.9.2 | 12.9.1,12.9.2 |  |  | 扩项 | Expansion |  | ＞50 | 573-594,D571-450,D573-263,D573-087
[5 empty] | 超速报警和限速要求 | Overspeed alarm and speed limit requirements |  | 031702 |  | 机动车运行安全技术条件 | Technical specifications for safety of power-driven vehicles operating on roads | GB 7258-2017 | GB 7258-2017 | 10.5,10.6 | 10.5,10.6 |  |  | 扩项 | Expansion |  | ＞30 | 573-465,573-463
[5 empty] | 车身 | body |  | 031706 |  | 机动车运行安全技术条件 | Technical specifications for safety of power-driven vehicles operating on roads | GB 7258-2017 | GB 7258-2017 | 11 | 11 |  |  | 扩项 | Expansion |  | ＞30 | D571-440
[5 empty] | 车速表和里程表要求 | Speedometers and milometers |  | 031706 |  | 机动车运行安全技术条件 | Technical specifications for safety of power-driven vehicles operating on roads | GB 7258-2017 | GB 7258-2017 | 4.11 | 4.11 |  |  | 扩项 | Expansion |  | ＞50 | D573-258,D572-122,573-061,D573-263
[5 empty] | 乘用车列车的特殊要求 | Special requirements for passenger car trains |  | 031706 |  | 机动车运行安全技术条件 | Technical specifications for safety of power-driven vehicles operating on roads | GB 7258-2017 | GB 7258-2017 | 4.16 | 4.16 |  |  | 扩项 | Expansion |  | ＞3 | D571-440,571-113,D574-083
[5 empty] | 尺寸和重量 | Dimension and weight |  | 031701 |  | 机动车运行安全技术条件 | Technical specifications for safety of power-driven vehicles operating on roads | GB 7258-2017 | GB 7258-2017 | 第1号修改单 4.4.1.4 | Amendment No.1 4.4.1.4 |  |  | 扩项 | Expansion |  | ＞30 | D571-450,571-113
[10 empty] | 机动车运行安全技术条件 | Technical specifications for safety of power-driven vehicles operating on roads | GB 7258-2017 | GB 7258-2017 | 4.2,4.3,4.4 | 4.2,4.3,4.4 |  |  | 扩项 | Expansion |  | ＞100 | D571-450,571-113
[10 empty] | 汽车主要尺寸测量方法 | Motor vehicles-Basic dimensions-Measuring method | GB/T 12673-2019 | GB/T 12673-2019 |  |  |  |  | 变更 | Change |  | ＞100 | D573-239,D571-392,D571-345,579-067,571-184,781-029
[5 empty] | 除霜除雾性能 | Defrosting and demisting performance |  | 031706 |  | 关于某些机动车挡风玻璃除霜和除雾系统的型式认证要求，以及欧洲议会和理事会关于机动车及其挂车和系统部件和单独的技术单元一般安全性的型式认证要求的第661/2009号法规（EC）的实施 | concerning type-approval requirements for windscreen defrosting and demisting systems of certain motor vehicles and implementing Regulation (EC) No 661/2009 of the European Parliament and of the Council concerning type-approval requirements for the general safety of motor vehicles, their trailers and systems, components and separate technical units intended therefor | EU 672-2010 | EU 672-2010 |  |  |  |  | 变更 | Change |  | 100 | 572-046,D574-083,689-001,573-735,D576-016,571-184,579-067,D571-478,571-123
[5 empty] | 传动系 | Driveline |  | 031702 |  | 机动车运行安全技术条件 | Technical specifications for safety of power-driven vehicles operating on roads | GB 7258-2017 | GB 7258-2017 | 9 | 9 |  |  | 扩项 | Expansion |  | ＞50
[5 empty] | 电气设备及仪表要求 | Electrical equipment and instrument requirements |  | 031706 |  | 机动车运行安全技术条件 | Technical specifications for safety of power-driven vehicles operating on roads | GB 7258-2017 | GB 7258-2017 | 8.6.2,8.6.3,8.6.4,8.6.5,8.6.6,8.6.7,8.6.8,8.6.9,8.6.10,8.6.11 | 8.6.2,8.6.3,8.6.4,8.6.5,8.6.6,8.6.7,8.6.8,8.6.9,8.6.10,8.6.11 |  |  | 扩项 | Expansion |  | ＞30 | D574-160
[5 empty] | 定型试验 | Approval evaluation test |  | 0317 |  | 机动车运行安全技术条件 | Technical specifications for safety of power-driven vehicles operating on roads | GB 7258-2017 | GB 7258-2017 | 7.10.2,7.10.3 | 7.10.2,7.10.3 |  |  | 扩项 | Expansion |  | ＞100 | 573-457,573-061,573-156,D571-450
[5 empty] | 发动机和驱动电机 | Engine and drive motor |  | 031702 |  | 机动车运行安全技术条件 | Technical specifications for safety of power-driven vehicles operating on roads | GB 7258-2017 | GB 7258-2017 | 5 | 5 |  |  | 扩项 | Expansion |  | ＞30 | 573-410
[5 empty] | 隔热通风、采暖性能 | Ventilation,heat insulation and Heating performance |  | 031702 |  | 汽车采暖 | heating systems of the motor vehicles and their trailers | ECE 122-00（2018） | ECE 122-00（2018） | 一般要求的第一章至第八章,附件1,附件2,附件5, | REGULATION 1~8,Annex1,Annex2,Annex5 |  |  | 扩项 | Expansion |  | 1 | 572-060,570-153,572-001,572-048
[5 empty] | 后下部防护要求 | Rear underrun protection requirements |  | 031706 |  | 车用起重尾板安装与使用技术要求 | Installation and operation technical requirement of tail lifts for vehicle | GB/T 37706-2019 | GB/T 37706-2019 |  |  |  |  | 扩项 | Expansion |  | 10 | D571-454,D576-016,573-318,573-068
[10 empty] | 机动车运行安全技术条件 | Technical specifications for safety of power-driven vehicles operating on roads | GB 7258-2017 | GB 7258-2017 | 12.9.3 | 12.9.3 |  |  | 扩项 | Expansion |  | ＞50 | 573-470,571-093,D571-450,D573-087
[5 empty] | 驾驶室乘员保护要求 | Protection requirements of the occupants of the cab of vehicles |  | 031708 |  | 关于就商用车驾驶室乘员保护方面批准车辆的统一规定 | UNIFORM PROVISIONSCONCERNING THE APPROVALOFVEHICLESWITHREGARDTOTHEPROTECTIONOF THE OCCUPANTS OF THE CAB OF A COMMERCIAL VEHICLE | ECE R29 Rev2 | ECE R29 Rev2 |  |  |  |  | 扩项 | Expansion |  | 5 | 573-395,571-113,D571-450,573-394,599-061
[5 empty] | 静电放电（ESD） | Electrostatic discharge |  | 121202 |  | 道路车辆 静电放电产生的电骚扰试验方法 | Road vehicles—test methods for electrical disturbances from electrostatic discharge | GB/T 19951-2019 | GB/T 19951-2019 | 7~10 | 7~10 |  |  | 变更 | Change |  | ＞500 | 574-221,574-440
[5 empty] | 客车结构安全 | Bus construction safety |  | 031706 |  | 关于就一般结构方面批准M2或M3类车辆的统一规定 | Uniform provisions concerning the approval of category M2 or M3 vehicles with regard to their general construction | ECE R107 Rev6 | ECE R107 Rev6 |  |  |  |  | 扩项 | Expansion |  | 5 | D571-463,D571-452,D573-180,573-321
[10 empty] | 机动车运行安全技术条件 | Technical specifications for safety of power-driven vehicles operating on roads | GB 7258-2017 | GB 7258-2017 | 第1号修改单 11.2.10 | Amendment No.1 11.2.10 |  |  | 扩项 | Expansion |  | ＞30 | D571-450,D591-003
[10 empty] | 机动车运行安全技术条件 | Technical specifications for safety of power-driven vehicles operating on roads | GB 7258-2017 | GB 7258-2017 | 11.2.10 | 11.2.10 |  |  | 扩项 | Expansion |  | ＞30 | D571-450
[10 empty] | 客车外推式应急窗 | BUS push-out emergency window | QC/T 1030-2016 | QC/T 1030-2016 | 4.6,4.9,4.11,4.13,5.3.4,5.3.5,5.4 | 4.6,4.9,4.11,4.13,5.3.4,5.3.5,5.4 |  |  | 扩项 | Expansion |  | 2 | D571-440,579-155,D573-087,D591-004,D591-003
[5 empty] | 内饰材料和隔音、隔热性能 | Interior materials and sound and heat insulation performance |  | 031706 |  | 机动车运行安全技术条件 | Technical specifications for safety of power-driven vehicles operating on roads | GB 7258-2017 | GB 7258-2017 | 11.7 | 11.7 |  |  | 扩项 | Expansion |  | ＞50
[5 empty] | 气体燃料专用装置的安全防护要求 | Safety protection requirements for gas fuel special equipment |  | 031706 |  | 机动车运行安全技术条件 | Technical specifications for safety of power-driven vehicles operating on roads | GB 7258-2017 | GB 7258-2017 | 12.6 | 12.6 |  |  | 扩项 | Expansion |  | ＞3 | D571-449,D571-463
[5 empty] | 汽车安全气囊系统误作用 | Airbag system abuse for automobile |  | 031708 |  | 汽车安全气囊系统误作用试验的方法和要求 | Methods and requirements of airbag system abuse test for automobile | GB/T 37474-2019 | GB/T 37474-2019 |  |  |  |  | 扩项 | Expansion |  | ＞100 | 573-433,573-190,D573-273,D571-371,573-806,573-317,D576-030,D573-270,自制设备001,自制设备002,自制设备003,自制设备004,自制设备005,自制设备006
[5 empty] | 汽车标记要求 | Automotive marks requirements |  | 031706 |  | 机动车运行安全技术条件 | Technical specifications for safety of power-driven vehicles operating on roads | GB 7258-2017 | GB 7258-2017 | 4.7 | 4.7 |  |  | 扩项 | Expansion |  | ＞100 | D571-454
[10 empty] | 轿车轮胎 | Passenger car tyres | GB 9743-2015 | GB 9743-2015 | 4.7,6 | 4.7,6 |  |  | 扩项 | Expansion |  | 2 | D571-466,D571-389
[10 empty] | 载重汽车轮胎 | Truck tyres | GB 9744-2015 | GB 9744-2015 | 4.7,6 | 4.7,6 |  |  | 扩项 | Expansion |  | 2 | D571-466,D571-389
[5 empty] | 汽车和挂车号牌板（架）及其位置 | The license plates(crackets) and its position on motor vehicles and trailer |  | 031706 |  | 关于机动车辆及其挂车后部安装板的安装和固定空间的型式要求。欧洲议会和理事会关于汽车、挂车和系统、部件和单独的技术单元的一般安全类型批准要求的条例 | concerning type-approval requirements for the space for mounting and the fixing of rear registration plates on motor vehicles and their trailers and implementing Regulation (EC) No 661/2009 of the European Parliament and of the Council concerning type-approval requirements for the general safety of motor vehicles, their trailers and systems, components and separate technical units intended therefor | EU 1003-2010 | EU 1003-2010 |  |  |  |  | 扩项 | Expansion |  | 100 | D571-345,D571-454,D573-265
[10 empty] | 机动车运行安全技术条件 | Technical specifications for safety of power-driven vehicles operating on roads | GB 7258-2017 | GB 7258-2017 | 11.8 | 11.8 |  |  | 扩项 | Expansion |  | ＞100 | D571-450,571-093
[5 empty] | 汽车护轮板要求 | The wheel guards requirements |  | 031706 |  | 关于某些机动车轮罩的型式认证要求，以及欧洲议会和理事会关于机动车、其挂车和系统、部件和单独技术单元的一般安全性的型式认证要求的第661/2009号法规（EC）的实施 | concerning type-approval requirements for wheel guards of certain motor vehicles and implementing Regulation (EC) No 661/2009 of the European Parliament and of the Council concerning type-approval requirements for the general safety of motor vehicles, their trailers and systems, components and separate technical units intended therefor | EU 1009-2010 | EU 1009-2010 |  |  |  |  | 扩项 | Expansion |  | 1 | 571-175,D573-263
[5 empty] | 前下部防护要求 | Front underrun protective requirements |  | 031706 |  | 机动车运行安全技术条件 | Technical specifications for safety of power-driven vehicles operating on roads | GB 7258-2017 | GB 7258-2017 | 12.8 | 12.8 |  |  | 扩项 | Expansion |  | ＞30 | 573-470,571-093,D571-450,D573-087
[5 empty] | 燃料系统安全保护要求 | Fuel system safety protection requirements |  | 031706 |  | 机动车运行安全技术条件 | Technical specifications for safety of power-driven vehicles operating on roads | GB 7258-2017 | GB 7258-2017 | 12.5 | 12.5 |  |  | 扩项 | Expansion |  | ＞50 | D571-450
[5 empty] | 外部照明和信号装 置的安装要求 | Regulate for installation of the external lighting and light signalling device |  | 031701 |  | 汽车及挂车外部照明和光信号装置的安装规定 | Prescription for installation of the external lighting and light-signalling devices for motor vehicles and their trailers | GB 4785-2019 | GB 4785-2019 |  |  |  |  | 变更 | Change |  | 1 | D571-454,577-046,571-113
[5 empty] | 危险货物运输车 | Dangerous goods transport vehicle |  | 031703 |  | 机动车运行安全技术条件 | Technical specifications for safety of power-driven vehicles operating on roads | GB 7258-2017 | GB 7258-2017 | 12.12 | 12.12 |  |  | 扩项 | Expansion |  | ＞3 | D571-450
[5 empty] | 先进驾驶辅助系统 | Advanced Driving Assistant System(ADAS) |  | 031702 |  | 就提前紧急制动系统（AEBS）方面批准机动车辆的统一规定 | Uniform provisions concerning the approval of motor vehicles with regard to the Advanced Emergency Braking Systems (AEBS) | ECE R131 Rev1 | ECE R131 Rev1 |  |  |  |  | 扩项 | Expansion |  | 3 | D573-263,572-168,573-517,573-619,573-803
[10 empty] | 欧洲议会和理事会第661/2009号关于高级紧急制动系统某些类型机动车型式认证要求的法规（EC）的实施 | implementing Regulation (EC) No 661/2009 of the European Parliament and of the Council with respect to type-approval requirements for certain categories of motor vehicles with regard to advanced emergency braking systems | EU 347-2012 | EU 347-2012 |  |  |  |  | 扩项 | Expansion |  | 3 | D573-263,572-168,573-517,573-619,573-803
[10 empty] | 欧洲议会和理事会关于机动车车道偏离警告系统安装型式认证要求的第661/2009号法规（EC）的实施 | implementing Regulation (EC) No 661/2009 of the European Parliament and of the Council as regards type-approval requirements for the installation of lane departure warning systems in motor vehicles | EU 351-2012 | EU 351-2012 |  |  |  |  | 扩项 | Expansion |  | 10 | 579-136,573-455,573-465,571-113,D571-450,D573-263,D572-122,573-519
[10 empty] | 商用车辆电子稳定性控制系统性能要求及试验方法 | Performance requirements and testing methods for electronic stability control system (ESC) for commercial vehicles | GB/T 38185-2019 | GB/T 38185-2019 |  |  |  |  | 扩项 | Expansion |  | 10 | 579-136,573-455,573-465,571-113,D571-450,D573-263,D572-122,573-519
[10 empty] | 商用车辆自动紧急制动系统（AEBS）性能要求及试验方法 | Performance requirements and test methods for advanced emergency braking system (AEBS) of commercial vehicles | GB/T 38186-2019 | GB/T 38186-2019 |  |  |  |  | 扩项 | Expansion |  | 4 | D573-263,572-168,573-517,573-619,573-803
[5 empty] | 限速要求 | Speed limit requirement |  | 031702 |  | 车辆车速限制系统技术要求及试验方法 | Requirements and test methods of speed limitation system for motor vehicles | GB 24545-2019 | GB 24545-2019 | 4.1,4.3,4.4,5,6,7,8 | 4.1,4.3,4.4,5,6,7,8 |  |  | 变更 | Change |  | 100 | 573-359,573-735,D572-124,D573-317,573-431
[5 empty] | 消防车、救护车、工程救险车和警车的附加要求 | Additional requirements for fire trucks, ambulances, engineering rescue vehicles and police vehicles |  | 031703 |  | 机动车运行安全技术条件 | Technical specifications for safety of power-driven vehicles operating on roads | GB 7258-2017 | GB 7258-2017 | 13 | 13 |  |  | 扩项 | Expansion |  | ＞30
[5 empty] | 行驶轨迹 | running track |  | 031702 |  | 机动车运行安全技术条件 | Technical specifications for safety of power-driven vehicles operating on roads | GB 7258-2017 | GB 7258-2017 | 4.12 | 4.12 |  |  | 扩项 | Expansion |  | ＞50 | 573-463,D571-440
[5 empty] | 行驶系 | Driving system |  | 031702 |  | 机动车运行安全技术条件 | Technical specifications for safety of power-driven vehicles operating on roads | GB 7258-2017 | GB 7258-2017 | 9 | 9 |  |  | 扩项 | Expansion |  | ＞50 | D571-100,D571-389
[5 empty] | 一般安全要求 | General Safety Requirements |  | 031706 |  | 机动车运行安全技术条件 | Technical specifications for safety of power-driven vehicles operating on roads | GB 7258-2017 | GB 7258-2017 | 第1号修改单 11.3.13,11.3.14 | Amendment No.1 11.3.13, 11.3.14 |  |  | 扩项 | Expansion |  | ＞30
[10 empty] | 机动车运行安全技术条件 | Technical specifications for safety of power-driven vehicles operating on roads | GB 7258-2017 | GB 7258-2017 | 11.3,12.11 | 11.3,12.11 |  |  | 扩项 | Expansion |  | ＞50 | D571-440
[10 empty] | 机动车运行安全技术条件 | Technical specifications for safety of power-driven vehicles operating on roads | GB 7258-2017 | GB 7258-2017 | 4.8,4.9,4.10,4.12,4.14,4.15,4.17,5,7.1,7.8,8.1,9.2,9.3,9.5,10.1,10.3,10.4,11.1,11.9,11.10,12.3,12.7,12.15,13 | 4.8,4.9,4.10,4.12,4.14,4.15,4.17,5,7.1,7.8,8.1,9.2,9.3,9.5,10.1,10.3,10.4,11.1,11.9,11.10,12.3,12.7,12.15,13 |  |  | 扩项 | Expansion |  | ＞50
[5 empty] | 噪声 | noise |  | 031702 |  | 机动车运行安全技术条件 | Technical specifications for safety of power-driven vehicles operating on roads | GB 7258-2017 | GB 7258-2017 | 4.13 | 4.13 |  |  | 扩项 | Expansion |  | ＞100 | 578-022,D571-450
[5 empty] | 照明、信号装置和其他电气设备 | Lighting, signaling and other electrical equipment |  | 031706 |  | 机动车运行安全技术条件 | Technical specifications for safety of power-driven vehicles operating on roads | GB 7258-2017 | GB 7258-2017 | 8 | 8 |  |  | 扩项 | Expansion |  | ＞30 | 577-036,D571-440,574-628
[5 empty] | 照明和信号装置要求 | Regulate for installation of the lighting and light signalling device |  | 031709 |  | 机动车运行安全技术条件 | Technical specifications for safety of power-driven vehicles operating on roads | GB 7258-2017 | GB 7258-2017 | 8.2,8.3,8.5 | 8.2,8.3,8.5 |  |  | 扩项 | Expansion |  | ＞50 | D571-440,D571-449,577-036,577-056
[5 empty] | 整车 | Motor vehicles |  | 031706 |  | 机动车运行安全技术条件 | Technical specifications for safety of power-driven vehicles operating on roads | GB 7258-2017 | GB 7258-2017 | 4 | 4 |  |  | 扩项 | Expansion |  | ＞50 | D571-450,D571-100,D571-315,573-465,573-463,571-113,578-020
1 | 营运客车 | commercial bus |  | N | 安全性能 |  |  |  |  | 营运客车安全技术条件 | Safety specifications for commercial bus | JT/T1094-2016 | JT/T1094-2016 |  |  | 不做4.1.5、4.1.6及4.3.4中的JT/T889、JT/T890、JT/T721部分、4.6.3.7中的功能部分 | Except for 4.1.5、4.1.6 and JT/T889 、JT/T890、JT/T721 of 4.3.4、part of fuction of 4.6.3.7 |  |  |  | 4 | 573-470,573-430,579-056,579-136,D571-459,JML-268-29,573-455,579-136,571-113,D573-263,573-214
1 | 营运货车 | commercial vehicle for cargos transportation |  | N | 安全性能 |  |  |  |  | 营运货车安全技术条件 | Safety specifications for commercial vehicle for cargos transportation | JT/T1178.1-2018 | JT/T1178.1-2018 |  |  | 不做5.7、6.7、8.1及4.6、6.8中的性能部分，附录C的试验B | Except for 5.7、6.7、8.1 and part of fuction of 4.6、6.8，test B of appendix C |  |  |  | 4 | 573-470,D571-450,D573-263,579-136,573-455,573-465,571-113,573-430,D572-122,573-214,573-594,D573-087,573-062,573-339,579-026-2,579-026-3,572-084,573-602,D573-184,D571-447,573-395
1 | 整车 | Motor vehicles |  | N | 先进驾驶辅助系统 | Advanced Driving Assistant System (ADAS) |  | 031702 |  | 紧急刹车辅助系统 | emergency braking assit system | 车辆安全检测基准72 | vehicle safety test standard72 | [6 empty] | 2019 | 1 | 573-619
[10 empty] | 车道偏离辅助警示系统 | lane departuring assit system | 车辆安全检测基准70 | vehicle safety test standard70 | [6 empty] | 2019 | 1 | 573-619
[10 empty] | 行车视野辅助系统 | vehicle visual field assist | 车辆安全检测基准71 | vehicle safety test standard71 | [6 empty] | 2019 | 1 | D571-454
[10 empty] | 自动紧急制动对道路弱势使用车的测试v202 | autonomous emergency braking to vunerable road user test protocol v202 | euro-ncap-aeb-vru-test-protocol-v202 | euro-ncap-aeb-vru-test-protocol-v202 |  |  | 无法进行7.2.4夜间测试试验 |  |  |  | 2019 | 1 | 573-619
[10 empty] | 自动紧急制动车对车的测试v202 | autonomous emergency braking car to car test protocol v202 | euro-ncap-aeb-c2c-test-protocol-v202 | euro-ncap-aeb-c2c-test-protocol-v202 | [6 empty] | 2019 | 1 | 573-619
1 | 整车 | Motor vehicles |  | N | 定型试验 | Approval evaluation |  | 0317 |  | 中置轴挂车通用技术条件 | General technical requirements for centre-axle trailer | GB/T 37245-2018 | GB/T 37245-2018 | [6 empty] | 2018 | 2 | D571-452,577-046,573-594,573-470,573-553,573-430,D572-049,D573-075,571-113,573-339,D571-454,571-093,573-455
[10 empty] | 道路甩挂运输车辆技术条件 | Specification for swap trailer transport of road vehicles | GB/T 35782-2017 | GB/T 35782-2017 | [6 empty] | 2018 | 2 | D571-469,D571-461
[10 empty] | 多用途面包车安全技术条件 | The safety technique specifications of multi-purpose minivan | GB/T 36881-2018 | GB/T 36881-2018 | [6 empty] | 2018 | 2 | D571-453,571-113,573-394,D573-264,573-054,573-358,573-360,D572-185,573-430,JML-268-29,573-361
[10 empty] | 多用途面包车安全技术条件 | The safety technique specifications of multi-purpose minivan | GB/T 36881-2018 | GB/T 36881-2018 | 5.1 | 5.1 | 方法等同GB 11551-2014 《汽车正面碰撞的乘员保护》 |  |  |  | 2007 | 200 | 573-190,577-034,579-096,573-317,579-031,579-089,D573-273,JMD-089-26,D572-154,D571-371,D573-274,D576-030,573-191,573-249
[10 empty] | 多用途面包车安全技术条件 | The safety technique specifications of multi-purpose minivan | GB/T 36881-2018 | GB/T 36881-2018 | 5.2 | 5.2 | 方法等同GB 20071－2006 《汽车侧面碰撞的乘员保护》 |  |  |  | 2007 | 200 | 573-190,577-034,579-096,573-317,579-031,579-089,D573-273,JMD-089-26,D572-154,D571-371,D573-274,D576-030,573-250,573-201
[10 empty] | 多用途面包车安全技术条件 | The safety technique specifications of multi-purpose minivan | GB/T 36881-2018 | GB/T 36881-2018 | 5.3 | 5.3 | 方法等同GB 20072-2006 《乘用车后碰撞燃油系统安全要求》 |  |  |  | 2007 | 100 | 573-190,577-034,579-096,573-317,D573-273,JMD-089-26,D572-154,D571-371,D573-274,D576-030,573-202
[5 empty] | 尺寸和重量 | Size and Weight |  | 031701 |  | 营运货车安全技术条件第2部分：牵引车辆与挂车 | Safety specification for commerciai vehicle for cargos transportation-Part 2: Towing vehicle and trailer | JT/T 1178.2-2019 | JT/T 1178.2-2019 | 4.15、7 | 4.15、7 |  |  |  |  | 2019 | 2 | D572-049,571-093
[5 empty] | 通过性 | Passability |  | 031701 |  | 营运货车安全技术条件第2部分：牵引车辆与挂车 | Safety specification for commerciai vehicle for cargos transportation-Part 2: Towing vehicle and trailer | JT/T 1178.2-2019 | JT/T 1178.2-2019 | 4.10 | 4.10 |  |  |  |  | 2019 | 2 | 573-062,D572-049
[5 empty] | 外部照明和信号装置的安装要求 | External lighting and signal installationInstallation requirements |  | 031701 |  | 营运货车安全技术条件第2部分：牵引车辆与挂车 | Safety specification for commerciai vehicle for cargos transportation-Part 2: Towing vehicle and trailer | JT/T 1178.2-2019 | JT/T 1178.2-2019 | 10.7 | 10.7 |  |  |  |  | 2019 | 2 | D572-049
[5 empty] | 车辆尾部标志板安装要求 | Vehicle tail sign boardInstallation requirements |  | 031701 |  | 营运货车安全技术条件第2部分：牵引车辆与挂车 | Safety specification for commerciai vehicle for cargos transportation-Part 2: Towing vehicle and trailer | JT/T 1178.2-2019 | JT/T 1178.2-2019 | 10.3、10.8 | 10.3、10.8 |  |  |  |  | 2019 | 2 | D572-049
[5 empty] | 间接视野装置安装要求 | Installation of indirect field of view devicesdemand |  | 031701 |  | 营运货车安全技术条件第2部分：牵引车辆与挂车 | Safety specification for commerciai vehicle for cargos transportation-Part 2: Towing vehicle and trailer | JT/T 1178.2-2019 | JT/T 1178.2-2019 | 4.13 | 4.13 |  |  |  |  | 2019 | 2 | D572-049
[5 empty] | 制动系结构和性能 | Braking systems structure and performance |  | 031702 |  | 营运车辆自动紧急制系统性能要求和测试规程 | The Performance Requirements and Test Procedures for Automatic Emergency System of The Operating Vehicle | JT/T1242-2019 | JT/T1242-2019 | [6 empty] | 2019 | 2 | 573-619,D571-454,573-358
[10 empty] | 关于认证车辆轮胎压力监测系统的统一规定 | Uniform provisions concerning the approval of vehicles with regard to their Tyre Pressure Monitoring Systems（TPMS） | ECE R141 | ECE R141 | [6 empty] | 2018 | 5 | 573-061,573-113,D573-075,D573-263,D572-041,573-430
[10 empty] | 商用车辆缓速制动系统性能试验方法 | Performance test methods for endurance braking systems of commercial vehicles | GB/T 32692-2016 | GB/T 32692-2016 |  |  | 不做4.2,6条 | Except for 4.2,6 |  |  | 2018 | 5 | 573-456,571-113,579-056,573-431
[10 empty] | 客车电涡流缓速器装车性能要求和试验方法 | Requirements and test methods of electromagnetic retarder for the use of bus | JT/T 721-2017 | JT/T 721-2017 | [6 empty] | 2018 | 8 | 573-061,D572-049,573-519
[10 empty] | 客车发动机缓速器装车性能要求和试验方法 | Requirements and test methods of engine retarder for bus | JT/T 889-2014 | JT/T 889-2014 | [6 empty] | 2018 | 5 | 573-456,573-410,573-430,D573-263,D576-016,D572-121
[10 empty] | 客车液力缓速器装车性能要求和试验方法 | Requirements and test methods of hydraulic retarder for bus | JT/T890-2014 | JT/T890-2014 | [6 empty] | 2018 | 5 | 573-456,573-430,D573-263,D572-185,D576-016,D572-121
[10 empty] | 营运货车安全技术条件第2部分：牵引车辆与挂车 | Safety specification for commerciai vehicle for cargos transportation-Part 2: Towing vehicle and trailer | JT/T 1178.2-2019 | JT/T 1178.2-2019 | 5 | 5 |  |  |  |  | 2019 | 2 | 573-062,571-113,573-061,573-339,579-026-2,579-026-3,D572-049,572-084,573-602,D573-285,D573-184
[5 empty] | 客车结构安全 | Bus construction safety |  | 031706 |  | 公共汽车类型划分及等级评定 | Type dividing and class rating for public bus | JT/T888-2014 | JT/T888-2014 | [6 empty] | 2018 | 2 | D576-012,JMC-173-1,D572-128,572-041,570-075,D572-121,D571-454,573-431,579-155,573-321,D571-463,573-430,573-465,D573-258,573-762
[10 empty] | 城市公共汽电车车辆专用安全设施技术要求 | Technical specifications of special safety facilities for urban public bus and trolleybus | JT/T1240-2019 | JT/T1240-2019 |  |  | 不做4.5,4.6，4.10条 | Except for 4.5,4.6，4.10 |  |  | 2019 | 2 | D571-449,D591-003,D591-004,D591-005,D591-006,D591-007,D591-008,D591-009,D591-010,D591-011,D591-012,D591-013,D591-016,D591-017,D591-019,D591-020,D591-021,D573-266,D571-100,571-093,579-067,D573-180
[10 empty] | 城市公共汽电车驾驶区防护隔离设施技术要求 | Technical specifications of separating for driver' scompartment of urban public bus and trolleybus | JT/T1241-2019 | JT/T1241-2019 | [6 empty] | 2019 | 2 | D571-454,JML-1412-47,D591-013
[5 empty] | 侧翻稳定性 | Side roll stability |  | 031706 |  | 营运货车安全技术条件第2部分：牵引车辆与挂车 | Safety specification for commerciai vehicle for cargos transportation-Part 2: Towing vehicle and trailer | JT/T 1178.2-2019 | JT/T 1178.2-2019 | 4.2 | 4.2 |  |  |  |  | 2019 | 2 | 571-113,D572-049
[5 empty] | 汽车标记要求 | Automotive marks requirements |  | 031706 |  | 机动车电子标识安装规范 第1部分：汽车 | Specification for installation of electronic identification of motor vehicles- Part 1:Automobile | GB/T 35790.1-2017 | GB/T 35790.1-2017 | 4.1,4.2,4.5,附录A | 4.1,4.2,4.5,附录A |  |  |  |  | 2019 | 2 | D571-455,D571-466
[5 empty] | 操纵稳定性 | Controllability and stability |  | 031702 |  | 道路车辆重型商用汽车列车和铰接客车横向稳定性试验方法 | Road vehicles-Heavy commercial vehicle combinations and articulated buses-Lateral stability test methods | GB/T 25979-2010 | GB/T 25979-2010 | 7.5,7.6,8 | 7.5,7.6,8 |  |  |  |  | 2018 | 2 | 579-136,573-455,573-459
[10 empty] | 营运货车安全技术条件第2部分：牵引车辆与挂车 | Safety specification for commerciai vehicle for cargos transportation-Part 2: Towing vehicle and trailer | JT/T 1178.2-2019 | JT/T 1178.2-2019 | 4.3、4.4、4.5 | 4.3、4.4、4.5 |  |  |  |  | 2019 | 2 | 573-062,571-113,573-061,573-339,579-026-2,579-026-3,D572-049,572-084,573-602,D573-285,D573-184
[5 empty] | 先进驾驶辅助系统 | Advanced Driving Assistance System |  | 031702 |  | 营运货车安全技术条件第2部分：牵引车辆与挂车 | Safety specification for commerciai vehicle for cargos transportation-Part 2: Towing vehicle and trailer | JT/T 1178.2-2019 | JT/T 1178.2-2019 | 4.8、10.1 | 4.8、10.1 |  |  |  |  | 2019 | 2 | 573-062,571-113,573-061,573-339,579-026-2,579-026-3,D572-049,572-084,573-602,D573-285,D573-184
[5 empty] | 行驶稳定性 | Drive stability |  | 031702 |  | 营运货车安全技术条件第2部分：牵引车辆与挂车 | Safety specification for commerciai vehicle for cargos transportation-Part 2: Towing vehicle and trailer | JT/T 1178.2-2019 | JT/T 1178.2-2019 | 4.6、4.7、4.9 | 4.6、4.7、4.9 |  |  |  |  | 2019 | 2 | 573-062,571-113,573-061,573-339,579-026-2,579-026-3,D572-049,572-084,573-602,D573-285,D573-184
[5 empty] | LPG和CNG加注装置要求 | specific LPG retrofit systems for the use of LPG and CNG |  | 031706 |  | 液化天然气汽车技术条件 | Technical specification of LNG vehicle | GB/T 36883-2018 | GB/T 36883-2018 | [6 empty] | 2018 | 3 | D571-454,570-071-1,573-347,573-594
[5 empty] | 系固点的强度 | Strength of fastening points |  | 031706 |  | 营运货车安全技术条件第2部分：牵引车辆与挂车 | Safety specification for commerciai vehicle for cargos transportation-Part 2: Towing vehicle and trailer | JT/T 1178.2-2019 | JT/T 1178.2-2019 | 9 | 9 |  |  |  |  | 2019 | 2 | 573-062,571-113,573-061,573-339,579-026-2,579-026-3,D572-049,572-084,573-602,D573-285,D573-184
[5 empty] | 怠速污染物排放 | Idle Pollutants Emissions |  | 031705 |  | 汽油车污染物排放限值及测量方法（双怠速法及简易工况法） | Limits and measurement methods for emissions from gasoline vehicles under two-speed idle conditions and short driving mode conditions | GB18285-2018 | GB18285-2018 | 附录 A，附录 F | Annex A,Annex F |  |  |  |  | 2019 | >100 | 570-129,579-148
[5 empty] | 自由加速烟度 | smoke at free acceleration from diesel vehicles |  | 031705 |  | 柴油车污染物排放限值及测量方法（自由加速法及加载减速法） | Limits and measurement methods for emissions from diesel vehicles under free acceleration and lugdown cycle | GB3847-2018 | GB3847-2018 | 附录 A | Annex A |  |  |  |  | 2019 | >10 | 570-135
[5 empty] | 侧面碰撞安全要求 | The requirements of safety in the event of a lateral collision |  | 031708 |  | 汽车侧面碰撞的乘员保护 | The protection of the occupants in the event of a lateral collision | GB 20071－2006 | GB 20071－2006 | [6 empty] | 2007 | 200 | 573-190,577-034,579-096,573-317,579-031,579-089,D573-273,JMD-089-26,D572-154,D571-371,D573-274,D576-030,573-250,573-201
[5 empty] | 侧面柱碰撞乘员保护 | The protection of the occupants in the event of a lateral pole collision |  | 031708 |  | 汽车侧面柱碰撞的乘员保护 | The protection of the occupants in the event of a lateral pole collision | GB/T 37337-2019 | GB/T 37337-2019 | [6 empty] | 2019 | 1 | 573-190,577-034,579-096,573-317,579-031,579-089,D573-273,JMD-089-26,D572-154,D571-371,D573-274,D576-030,573-250,573-220
[5 empty] | 后碰撞燃油系统安全要求 | The requirements of fuel system safety in the event of rear-end collision |  | 031708 |  | 乘用车后碰撞燃油系统安全要求 | The requirements of fuel system safety in the event of rear-end collision for passenger car | GB 20072-2006 | GB 20072-2006 | [6 empty] | 2007 | 100 | 573-190,577-034,579-096,573-317,D573-273,JMD-089-26,D572-154,D571-371,D573-274,D576-030,573-202
[5 empty] | 辐射发射（RE） | Radiation emission |  | 121199 |  | 车辆电磁场相对于人体曝露的测量方法 | Measurement methods for electromagnetic fields of vehicle with regard to human exposure | GB/T 37130-2018 | GB/T 37130-2018 | [6 empty] | 2018.12 | 1 | 574-342,575-023,575-030
1 | 整车 | Motor vehicles |  | N | 后碰撞燃油系统安全要求 | The requirements of fuel system safety in the event of rear-end collision |  | 031708 |  | 乘用车后碰撞燃油系统安全要求 | The requirements of fuel system safety in the event of rear-end collision for passenger car | GB 20072-2006 | GB 20072-2006 | [6 empty] | 2007 | 100 | 573-190,577-034,579-096,573-317,D573-273,JMD-089-26,D572-154,D571-371,D573-274,D576-030,573-202
2 | 电动汽车 | Electric vehicle |  | N | 辐射发射（RE） | Radiation emission |  | 121101 |  | 电动车辆的电磁场发射强度的限值和测量方法 宽带9kHz~30MHz | Limits and test method of magnetic and electric field strength from electric vehicles, broadband,9 kHz to 30 MHz | GB/T 18387-2008 | GB/T 18387-2008 | 7~8 | 7~8 | [5 empty] | >500 | 574-120,573-262,574-135,574-209,574-125-02,574-328,574-317,574-137
[10 empty] | 电动车辆的电磁场发射强度的限值和测量方法 | Performance levels and methods of measurement of magnetic and electric field strength from electric vehicles | GB/T 18387-2017 | GB/T 18387-2017 | 7~8 | 7~8 | [5 empty] | >5 | 574-120,573-262,574-135,574-209,574-125-02,574-328,574-317,574-137
[10 empty] | 电动车辆的电磁场辐射强度的电平值和测量方法，150kHz~30MHz | Performance levels and methods of measurement of magnetic and electric field strength from electric vehicles,150 kHz to 30 MHz | SAE J551-5:2012 | SAE J551-5:2012 | 4~6 | 4~6 | [5 empty] | >5 | 574-120,573-262,574-135,574-209,574-125-02,574-328,574-317,574-137
[10 empty] | 关于就电磁兼容性方面批准车辆的统一规定 | Approval of Vehicles with regard to electromagnetic stability | ECE R10 Rev4 | ECE R10 Rev4 | 7 | 7 | [5 empty] | >50 | 574-120,574-135,574-209,574-125-01,573-262,574-125-01,574-182,574-181
[10 empty] | 关于就电磁兼容性方面批准车辆的统一规定 | Approval of Vehicles with regard to electromagnetic stability | ECE R10 Rev5 | ECE R10 Rev5 | 7 | 7 | [5 empty] | >20 | 574-120,574-135,574-209,574-125-01,573-262,574-125-01,574-182,574-181
[10 empty] | 电磁相容性 | Electromagnetic Compatibility | 车辆安全检测基准 56 | Vehicle Safety Testing Directions 56 | 5 | 5 | [5 empty] | >20 | 574-120,574-135,574-209,574-125-01,573-262,574-125-01,574-182,574-181
[5 empty] | 辐射抗扰度（RS） | Radiated immunity |  | 121201,121299 |  | 关于就电磁兼容性方面批准车辆的统一规定 | Approval of Vehicles with regard to electromagnetic stability | ECE R10 Rev4 | ECE R10 Rev4 | 7 | 7 | [5 empty] | >50 | 574-120,573-262,574-190-01,574-198-01,574-124-01,574-124-04,574-124-06,574-124-08,574-198-02,574-217-01,574-192-04,574-192-05,574-218-01,574-124-07,574-124-05,574-124-09,574-218-02,574-350-03,574-350-04,574-350-05,574-124-10,574-124-12,574-124-11,574-132,574-192-03,574-192-02,574-198-09,574-198-10,574-192-01,574-190-03,574-141-01,574-192-07,574-192-08,574-192-09,574-192-10,574-190-02,574-351-05,574-351-06,574-351-07,574-351-08,574-351-09,574-351-10,574-351-11,574-198-03,574-124-02,574-124-03,574-198-05,574-198-07,574-198-06,574-198-08,574-190-05,574-190-06,574-190-07,574-190-08,574-351-03,574-351-04,574-182,574-181,574-351-02
[10 empty] | 关于就电磁兼容性方面批准车辆的统一规定 | Approval of Vehicles with regard to electromagnetic stability | ECE R10 Rev5 | ECE R10 Rev5 | 7 | 7 | [5 empty] | >20 | 574-120,573-262,574-190-01,574-198-01,574-124-01,574-124-04,574-124-06,574-124-08,574-198-02,574-217-01,574-192-04,574-192-05,574-218-01,574-124-07,574-124-05,574-124-09,574-218-02,574-350-03,574-350-04,574-350-05,574-124-10,574-124-12,574-124-11,574-132,574-192-03,574-192-02,574-198-09,574-198-10,574-192-01,574-190-03,574-141-01,574-192-07,574-192-08,574-192-09,574-192-10,574-190-02,574-351-05,574-351-06,574-351-07,574-351-08,574-351-09,574-351-10,574-351-11,574-198-03,574-124-02,574-124-03,574-198-05,574-198-07,574-198-06,574-198-08,574-190-05,574-190-06,574-190-07,574-190-08,574-351-03,574-351-04,574-182,574-181,574-351-02
[10 empty] | 电磁相容性 | Electromagnetic Compatibility | 车辆安全检测基准 56 | Vehicle Safety Testing Directions 56 | 5 | 5 | [5 empty] | >20 | 574-120,573-262,574-190-01,574-198-01,574-124-01,574-124-04,574-124-06,574-124-08,574-198-02,574-217-01,574-192-04,574-192-05,574-218-01,574-124-07,574-124-05,574-124-09,574-218-02,574-350-03,574-350-04,574-350-05,574-124-10,574-124-12,574-124-11,574-132,574-192-03,574-192-02,574-198-09,574-198-10,574-192-01,574-190-03,574-141-01,574-192-07,574-192-08,574-192-09,574-192-10,574-190-02,574-351-05,574-351-06,574-351-07,574-351-08,574-351-09,574-351-10,574-351-11,574-198-03,574-124-02,574-124-03,574-198-05,574-198-07,574-198-06,574-198-08,574-190-05,574-190-06,574-190-07,574-190-08,574-351-03,574-351-04,574-182,574-181,574-351-02
[5 empty] | 传导发射（CE） | Conduction emission |  | 121199 |  | 关于就电磁兼容性方面批准车辆的统一规定 | Approval of Vehicles with regard to electromagnetic stability | ECE R10 Rev4 | ECE R10 Rev4 | 7 | 7 | [5 empty] | >50 | 574-120,574-191,574-135,574-209,574-182,574-181,574-294,574-292,574-293,574-380
[10 empty] | 关于就电磁兼容性方面批准车辆的统一规定 | Approval of Vehicles with regard to electromagnetic stability | ECE R10 Rev5 | ECE R10 Rev5 | 7 | 7 | [5 empty] | >20 | 574-120,574-191,574-135,574-209,574-182,574-181,574-294,574-292,574-293,574-380
[10 empty] | 电磁相容性 | Electromagnetic Compatibility | 车辆安全检测基准 56 | Vehicle Safety Testing Directions 56 | 5 | 5 | [5 empty] | >20 | 574-120,574-191,574-135,574-209,574-182,574-181,574-294,574-292,574-293,574-380
[5 empty] | 传导抗扰度（CS） | Conducted susceptibility |  | 121299 |  | 关于就电磁兼容性方面批准车辆的统一规定 | Approval of Vehicles with regard to electromagnetic stability | ECE R10 Rev4 | ECE R10 Rev4 | 7 | 7 | [5 empty] | >50 | 574-289,574-290,574-291,574-377,574-379,574-382
[10 empty] | 关于就电磁兼容性方面批准车辆的统一规定 | Approval of Vehicles with regard to electromagnetic stability | ECE R10 Rev5 | ECE R10 Rev5 | 7 | 7 | [5 empty] | >20 | 574-289,574-290,574-291,574-377,574-379,574-382
[10 empty] | 电磁相容性 | Electromagnetic Compatibility | 车辆安全检测基准 56 | Vehicle Safety Testing Directions 56 | 5 | 5 | [5 empty] | >20 | 574-289,574-290,574-291,574-377,574-379,574-382
[5 empty] | 标记 | Flag check |  | 031712 |  | 电动汽车 安全要求 第1部分：车载可充电储能系统(REESS) | Electrically propelled road vehicles—Safety specifications—Part 1: On-board rechargeable energy storage system(REESS) | GB/T 18384.1-2015 | GB/T 18384.1-2015 | 4 | 4 | [5 empty] | ＞100
[10 empty] | 电动汽车 安全要求 第2部分：操作安全和故障防护 | Electrically propelled road vehicles—Safety specifications—Part 2: Vehicle operational safety means and protection against failures | GB/T 18384.2-2015 | GB/T 18384.2-2015 | 7 | 7 | [5 empty] | ＞100
[10 empty] | 电动汽车 安全要求 第3部分：人员触电防护 | Electrically propelled road vehicles—Safety specifications—Part 3: Protection of persons against electric shock | GB/T 18384.3-2015 | GB/T 18384.3-2015 | 5 | 5 | [5 empty] | ＞100
[5 empty] | 要求 | requirement |  | 031712 |  | 电动汽车 安全要求 第1部分：车载可充电储能系统(REESS) | Electrically propelled road vehicles—Safety specifications—Part 1: On-board rechargeable energy storage system(REESS) | GB/T 18384.1-2015 | GB/T 18384.1-2015 | 4,5 | 4,5 | [5 empty] | ＞100 | 574-115,572-062,570-113,JMD-089-26,D574-085,D571-103,574-036
[10 empty] | 纯电动货车技术条件 | Battery electric goods vechicle-Specifications | GB/T34585-2017 | GB/T34585-2017 | 4.2、4.3 | 4.2、4.3 | [5 empty] | ＞100 | 574-115,572-062,570-113,JMD-089-26,D574-085,D571-103,574-036,571-113,D571-440
[10 empty] | 纯电动货车技术条件 | Battery electric goods vechicle-Specifications | GB/T34585-2017 | GB/T34585-2017 | 4.4 | 4.4 | [5 empty] | 80 | 574-154,574-160,572-070,579-085,D571-360,985-030,985-031,985-032,985-033,985-034,985-035,985-036,985-037,985-038,985-039,985-040,574-332,574-162,574-304,D571-360,579-085,570-146,574-324,574-325,574-341,574-162,574-417
[10 empty] | 纯电动乘用车 技术条件 | Battery electric passenger cars - Specifications | GB/T28382-2012 | GB/T28382-2012 | [7 empty] | 80 | 574-154,574-160,572-070,579-085,D571-360,985-030,985-031,985-032,985-033,985-034,985-035,985-036,985-037,985-038,985-039,985-040,574-332,574-162,574-304,D571-360,579-085,570-146,574-324,574-325,574-341,574-162,574-417
[5 empty] | 操作安全 | operational safety |  | 031712 |  | 电动汽车 安全要求 第2部分：操作安全和故障防护 | Electrically propelled road vehicles—Safety specifications—Part 2: Vehicle operational safety means and protection against failures | GB/T 18384.2-2015 | GB/T 18384.2-2015 | 4 | 4 | [5 empty] | ＞100
[5 empty] | 失效保护 | Failure Protection |  | 031712 |  | 电动汽车 安全要求 第2部分：操作安全和故障防护 | Electrically propelled road vehicles—Safety specifications—Part 2: Vehicle operational safety means and protection against failures | GB/T 18384.2-2015 | GB/T 18384.2-2015 | 5 | 5 | [5 empty] | ＞100 | JMD-089-26,572-062,D571-103
[5 empty] | 用户手册 | User's Manual |  | 031712 |  | 电动汽车 安全要求 第2部分：操作安全和故障防护 | Electrically propelled road vehicles—Safety specifications—Part 2: Vehicle operational safety means and protection against failures | GB/T 18384.2-2015 | GB/T 18384.2-2015 | 6 | 6 | [5 empty] | ＞100
[10 empty] | 电动汽车 安全要求 第3部分：人员触电防护 | Electrically propelled road vehicles—Safety specifications—Part 3: Protection of persons against electric shock | GB/T 18384.3-2015 | GB/T 18384.3-2015 | 9 | 9 | [5 empty] | ＞100
[5 empty] | 紧急响应 | Emergency response |  | 031712 |  | 电动汽车 安全要求 第2部分：操作安全和故障防护 | Electrically propelled road vehicles—Safety specifications—Part 2: Vehicle operational safety means and protection against failures | GB/T 18384.2-2015 | GB/T 18384.2-2015 | 8 | 8 | [5 empty] | ＞100
[5 empty] | 人员触电防护 | Protection of persons against electric shock |  | 031712 |  | 电动汽车 安全要求 第3部分：人员触电防护 | Electrically propelled road vehicles—Safety specifications—Part 3: Protection of persons against electric shock | GB/T 18384.3-2015 | GB/T 18384.3-2015 | 6,7 | 6,7 | [5 empty] | ＞100 | 574-154,574-156,D574-085,570-113,574-036,JMD-089-26,573-260
[5 empty] | 防水 | Requirements for waterproof |  | 031712 |  | 电动汽车 安全要求 第3部分：人员触电防护 | Electrically propelled road vehicles—Safety specifications—Part 3: Protection of persons against electric shock | GB/T 18384.3-2015 | GB/T 18384.3-2015 | 6,7 | 6,7 | [5 empty] | ＞100 | 574-154,574-156,D574-085,JMD-089-26,573-260
[5 empty] | 电动汽车用仪表 | Electric vehicle instrument requirements |  | 031712 |  | 电动汽车用仪表 | Instrumentation for electric vehicles | GB/T 19836-2005 | GB/T 19836-2005 | 3,4.1 | 3,4.1 | [5 empty] | ＞100 | 574-154,574-156,JMD-089-26,D574-085,574-036,573-146
[5 empty] | 电动乘用车运行安全和维护保障技术规范 | Safety and maintenance guarantee specificatioins for elelctric passager cars demonstration operating on roads |  | 031712 |  | 要求 | requirements | DB31/T634-2012 | DB31/T634-2012 | 4 | 4 | [5 empty] | ＞100 | 579-186,574-353-01,574-353-02,574-353-03,574-353-04,574-353-05,574-353-06,574-123-01,574-123-02,574-123-03,D576-035,574-159
[5 empty] | 动力性 | Dynamic characteristics |  | 031702 |  | 电动汽车 动力性能试验方法 | Electric vehicles-Power performance-Test method | GB/T 18385-2005 | GB/T 18385-2005 | 5 | 5 | [5 empty] | ＞100 | 574-159,572-070,573-493,574-154,574-156,570-146,579-085
[10 empty] | 纯电动货车技术条件 | Battery electric goods vechicle-Specifications | GB/T34585-2017 | GB/T34585-2017 | 4.5.1、4.5.3、4.7.4 | 4.5.1、4.5.3、4.7.4 | [5 empty] | ＞100 | 574-159,572-070,573-493,574-154,574-156,570-146,579-085
[5 empty] | 能量消耗率和续驶里程 | Energy consumption and endurance mileage |  | 031702 |  | 电动汽车 能量消耗率和续驶里程试验方法 | Electric vehicles-Energy consumption and range -Test procedares | GB/T 18386-2005 | GB/T 18386-2005 | 4 | 4 | [5 empty] | ＞100 | 573-430,D572-049,D573-075,D573-239,573-465,573-436,570-182,571-113
[10 empty] | 电动汽车 能量消耗率和续驶里程试验方法 | Electric vehicles-Energy consumption and range -Test procedares | GB/T 18386-2017 | GB/T 18386-2017 | 4 | 4 | [5 empty] | 2 | 573-430,D572-049,D573-075,D573-239,573-465,573-436,570-182,571-113,570-182
[10 empty] | 纯电动货车技术条件 | Battery electric goods vechicle-Specifications | GB/T34585-2017 | GB/T34585-2017 | 4.5.2 | 4.5.2 | [5 empty] | 2 | 573-430,D572-049,D573-075,D573-239,573-465,573-436,570-182,571-113,570-182
[5 empty] | 操纵件指示器及信号装置 | Symbols for controls,indicators and tell-tales |  | 031712 |  | 电动汽车操纵件指示器及信号装置的标志 | Electric vehicles-Symbols for controls,indicators and tell-tales | GB/T 4094.2-2017 | GB/T 4094.2-2017 | 4,5,6,7 | 4,5,6,7 | [5 empty] | ＞100
[10 empty] | 电动汽车操纵件指示器及信号装置的标志 | Electric vehicles-Symbols for controls,indicators and tell-tales | GB/T 4094.2-2005 | GB/T 4094.2-2005 | 4,5,6,7 | 4,5,6,7 | [5 empty] | ＞100
[5 empty] | 电动汽车用仪表要求 | Electric vehicle instrument requirements |  | 031712 |  | 电动汽车用仪表 | Instrumentation for electric vehicles | GB/T 19836-2005 | GB/T 19836-2005 | 3,4.1 | 3,4.1 | [5 empty] | ＞100 | 579-085
[5 empty] | 防止汽车转向机构对驾驶员伤害 | The protection of the driver against the steering mechanism in the event of impact |  | 031712 |  | 防止汽车转向机构对驾驶员伤害的规定 | The stipulation protecting drivers from being injured by motor vehicle steering mechanism | GB 11557-2011 | GB 11557-2011 | 4.1, 5 附录B 4.2,4.3,4.4 附录C，附录D | 4.1, 5 附录B 4.2,4.3,4.4 附录C，附录D | [5 empty] | 50 | 573-190,577-034,579-096,573-317,D573-273,JMD-089-26,D572-154,D571-371,571-166,D573-274,D576-030
[10 empty] | 驾驶员免受转向控制系统伤害的碰撞保护 | Impact protection for the driver from the steering control system | FMVSS 203 | FMVSS 203 | S5 | S5 | [5 empty] | 0 | 573-190,577-034,579-096,573-317,D573-273,JMD-089-26,D572-154,D571-371,571-166,D573-274,D576-030
[10 empty] | 转向控制系驾驶人碰撞保护 | Impact protection for the driver from the steering control system | 车辆安全检测基准44 | 车辆安全检测基准44 | 3.1 4.1 4.2 4.4 | 3.1 4.1 4.2 4.4 | [5 empty] | 0 | 573-190,577-034,579-096,573-317,D573-273,JMD-089-26,D572-154,D571-371,571-166,D573-274,D576-030
[10 empty] | 关于就碰撞中防止转向机构伤害驾驶员方面批准车辆的统一规定 | Uniform provisions concerning the approval of vehicles with regard to the protection of the driver against the steering mechanism in the event of impact | ECE R12-2000 | ECE R12-2000 | 5.1,5.5,6,Annex 3,Annex 7 | 5.1,5.5,6,Annex 3,Annex 7 | [5 empty] | 50 | 573-190,577-034,579-096,573-317,D573-273,JMD-089-26,D572-154,D571-371,571-166,D573-274,D576-030
[10 empty] | 转向管柱 | Australian Design Rule 10/02 – Steering column | ADR 10/02 | ADR 10/02 | 5,6,7 | 5,6,7 | [5 empty] | 5 | 573-190,577-034,579-096,573-317,D573-273,JMD-089-26,D572-154,D571-371,571-166,D573-274,D576-030
[10 empty] | 转向控制系驾驶人碰撞保护 | The stipulation protecting drivers from being injured by motor vehicle steering mechanism | 车辆安全检测基准44 | Vehicle safety inspection benchmark44 | [7 empty] | 0 | 573-190,577-034,579-096,573-317,D573-273,JMD-089-26,D572-154,D571-371,571-166,D573-274,D576-030
[10 empty] | 机动车碰撞强度试验方法 第一部分正面碰撞 | Motor vehicles methods of test for impact strength part 1:frontal impact | GSO 36/2005 | GSO 36/2005 | 3 | 3 | [5 empty] | 0 | 573-190,577-034,579-096,573-317,579-031,579-089,D573-273,JMD-089-26,D572-154,D571-371,D573-274,D576-030,573-191,573-249
[5 empty] | 能量消耗量 | Energy Consumption |  | 31702 |  | 关于就CO2和燃料消耗量的测量方面、和/或电能消耗量和续驶里程的测量方面批准仅装用内燃机的乘用车或混合动力电动乘用车，和就电能消耗量和续驶里程的测量方面批准仅装用电驱动的M1和N1类车辆的统一规定 | Uniform Provisions Concerning The Approval Of Passenger Cars Powered By An Internal Combustion Engine Only, Or Powered By A Hybrid Electric Power Train With Regard To The Measurement Of The Emission Of Carbon Dioxide And Fuel Consumption And/Or The Measurement Of Electric Energy Consumption And Electric Range, And Of Categories M1 And N1 Vehicles Powered By An Electric Power Train Only With Regard To The Measurement Of Electric Energy Consumption And Electric Range | ECE R101 | ECE R101 | [7 empty] | >30 | D573-286,572-060,573-322,570-118,570-119,570-121,D573-285,572-045,570-181,573-180,574-337,573-431,573-432
[5 empty] | 观测时间 | Observation time |  | 031708 |  | 电动汽车碰撞后安全要求 | The safety requirement of electric vehicle post crash | GB/T 31498-2015 | GB/T 31498-2015 | 4.4 | 4.4 | [5 empty] | 55 | D576-017
[5 empty] | 电动汽车绝缘电阻 | Insulation resistance for electric vehicle |  | 031708 |  | 电动汽车碰撞后安全要求 | The safety requirement of electric vehicle post crash | GB/T 31498-2015 | GB/T 31498-2015 | 4.2.5 | 4.2.5 | [5 empty] | 55 | 574-336
[5 empty] | 电压 | Voltage |  | 031708 |  | 电动汽车碰撞后安全要求 | The safety requirement of electric vehicle post crash | GB/T 31498-2015 | GB/T 31498-2015 | 4.2.2 | 4.2.2 | [5 empty] | 55 | 574-336
[5 empty] | 电能 | electric energy |  | 031708 |  | 电动汽车碰撞后安全要求 | The safety requirement of electric vehicle post crash | GB/T 31498-2015 | GB/T 31498-2015 | 4.2.3 | 4.2.3 | [5 empty] | 55 | 574-336
[5 empty] | 物理防护 | Physical protection |  | 031708 |  | 电动汽车碰撞后安全要求 | The safety requirement of electric vehicle post crash | GB/T 31498-2015 | GB/T 31498-2015 | 4.2.4 | 4.2.4 | [5 empty] | 10 | 574-154
[5 empty] | 电解液泄露考察时间和体积 | The inspection time and volume of electrolyte leakage |  | 031708 |  | 电动汽车碰撞后安全要求 | The safety requirement of electric vehicle post crash | GB/T 31498-2015 | GB/T 31498-2015 | 4.3 | 4.3 | [5 empty] | 55 | D576-017
[5 empty] | 防火性能 | fire resistance |  | 031712 |  | 电动客车安全技术条件 | Safety technical requirements for electric bus | 工信部装[2016]377号 | 工信部装[2016]377号 | 4.3 | 4.3 | [5 empty] | 10
[5 empty] | 水平燃烧性能 | horizontal burning characteristic |  | 031706 |  | 塑料燃烧性能的测定 水平法和垂直法 | plastics-determination of burning characteristics-horizontal and vertical test | GB/T2408-2008 | GB/T2408-2008 | 8 | 8 | [5 empty] | 3 | 572-109,JMC-173-1,572-041
[5 empty] | 垂直燃烧性能 | vertical burning characteristics |  | 031706 |  | 塑料燃烧性能的测定 水平法和垂直法 | plastics-determination of burning characteristics-horizontal and vertical test | GB/T2408-2008 | GB/T2408-2008 | 9 | 9 | [5 empty] | 3 | 572-109,JMC-173-1,572-041,796-010
[5 empty] | 水平燃烧 | horizontal burning |  | 031706 |  | 营运客车内饰材料阻燃特性 | Safty specifications for commercial bus | JT/T1095-2016 | JT/T1095-2016 | 5.2 | 5.2 | [5 empty] | 2955 | D576-012,570-075,572-041,JMC-173-1
[5 empty] | 垂直燃烧 | vertical burning |  | 031706 |  | 营运客车内饰材料阻燃特性 | Safty specifications for commercial bus | JT/T1095-2016 | JT/T1095-2016 | 5.3 | 5.3 | [5 empty] | 18 | 572-100,D576-012
[5 empty] | 烟密度 | smoke density |  | 031706 |  | 营运客车内饰材料阻燃特性 | Safty specifications for commercial bus | JT/T1095-2016 | JT/T1095-2016 | 5.4 | 5.4 | [5 empty] | 18 | 570-122,572-041,D571-101
[5 empty] | 氧指数 | Oxygen index |  | 031706 |  | 营运客车内饰材料阻燃特性 | Safty specifications for commercial bus | JT/T 1095-2016 | JT/T 1095-2016 | 5.5 | 5.5 | [5 empty] | 18
[10 empty] | 塑料 用氧指数法测定燃烧行为第二部分：室温试验 | plastics-determination of burning behaviour by oxygen index-Part 2:Ambient-temperature test | GB/T2406.2-2009 | GB/T2406.2-2009 | [7 empty] | 14
[10 empty] | 纺织品 燃烧性能试验 氧指数法 | Textiles-Burning behaviour-Oxygen index method | GB/T 5454-1997 | GB/T 5454-1997 | [7 empty] | 4
[10 empty] | 橡胶燃烧性能的测定 | Rubber-Determination of the burning | GB/T10707-2008 | GB/T10707-2008 | 4 | 4 | [5 empty] | 6
[5 empty] | 导热系数 | Therm conductivity |  | 050712 |  | 绝热材料稳态热阻及有关特性的测定防护热板法 | Thermal insulation - Determination of steady-state thermal resistance and related properties - Guarded hot plate apparatus | GB/T 10294-2008 | GB/T 10294-2008 | 3.3 | 3.3 | [5 empty] | 4 | 572-112
[5 empty] | 一般要求 | General requirement |  | 040199 |  | 电动汽车远程服务与管理系统技术规范 第2部分：车载终端 | Technical specifications of remote service and management system for electric vehicles-Part 2: On-board terminal | GB/T 32960.2-2016 | GB/T 32960.2-2016 | 4.1 | 4.1 | [5 empty] | 1 | 579-186
[5 empty] | 功能要求 | Function requirement |  | 040199 |  | 电动汽车远程服务与管理系统技术规范 第2部分：车载终端 | Technical specifications of remote service and management system for electric vehicles-Part 2: On-board terminal | GB/T 32960.2-2016 | GB/T 32960.2-2016 | 4.2 | 4.2 | [5 empty] | 1 | 579-186
[5 empty] | 电气适应性能 | Electrical adaptive performance |  | 0402 |  | 电动汽车远程服务与管理系统技术规范 第2部分：车载终端 | Technical specifications of remote service and management system for electric vehicles-Part 2: On-board terminal | GB/T 32960.2-2016 | GB/T 32960.2-2016 | 4.3.1 | 4.3.1 | [5 empty] | 1 | 574-353-01,574-353-02,574-353-03,574-353-04,574-353-05,574-353-06,574-123-01,574-123-02,574-123-03,D576-035,574-159
[5 empty] | 环境适应性能 | Environmental adaptability |  | 0401 |  | 电动汽车远程服务与管理系统技术规范 第2部分：车载终端 | Technical specifications of remote service and management system for electric vehicles-Part 2: On-board terminal | GB/T 32960.2-2016 | GB/T 32960.2-2016 | 4.3.2 | 4.3.2 | [5 empty] | 1 | 574-159,572-070,573-493,574-154,574-156,570-146,579-085
[5 empty] | 可靠性 | Reliability |  | 0401 |  | 电动汽车远程服务与管理系统技术规范 第2部分：车载终端 | Technical specifications of remote service and management system for electric vehicles-Part 2: On-board terminal | GB/T 32960.2-2016 | GB/T 32960.2-2016 | 4.3.4 | 4.3.4 | [5 empty] | 1 | 574-159,572-070
[5 empty] | 一般要求 | General requirements |  | 140103 |  | 电动汽车远程服务与管理系统技术规范 第3部分：通讯协议及数据格式 | Technical specifications of remote service and management system for electric Part 2:On-board terminal | GB/T 32960.3-2016 | GB/T 32960.3-2016 | 4 | 4 | [5 empty] | 1 | 579-186
[5 empty] | 通信连接 | Communication connection |  | 140103 |  | 电动汽车远程服务与管理系统技术规范 第3部分：通讯协议及数据格式 | Technical specifications of remote service and management system for electric Part 3:Communication protocol and data format | GB/T 32960.3-2016 | GB/T 32960.3-2016 | 5 | 5 | [5 empty] | 1 | 579-186
[5 empty] | 数据包结构 | The structure and the definition of data packet |  | 140103 |  | 电动汽车远程服务与管理系统技术规范 第3部分：通讯协议及数据格式 | Technical specifications of remote service and management system for electric Part 3:Communication protocol and data format | GB/T 32960.3-2016 | GB/T 32960.3-2016 | 6 | 6 | [5 empty] | 1 | 579-186
[5 empty] | 数据单元格式和定义 | The data format and the definition of unit |  | 140103 |  | 电动汽车远程服务与管理系统技术规范 第3部分：通讯协议及数据格式 | Technical specifications of remote service and management system for electric Part 3:Communication protocol and data format | GB/T 32960.3-2016 | GB/T 32960.3-2016 | 7 | 7 | [5 empty] | 1 | 579-186
[5 empty] | 电气安全 | Electrical safety |  | 031712 |  | 关于就电力驱动系统的特殊要求方面批准车辆的统一规定 | Uniform provisions concerning the approval of battery electric vehicles with regard to specific requirements for the construction and functional safety | ECE.R100(Rev1) | ECE.R100(Rev1) | [7 empty] | ＞30 | 574-115,572-062,570-113,JMD-089-26,D574-085,D571-103,574-036,JMD-089-26,572-062,D571-103,574-154,574-156,D574-085,570-113,574-036,JMD-089-26,573-260,574-154,574-156,D574-085,JMD-089-26,573-260
[10 empty] | 车俩安全检测基准64 | electric vehicle —electrical safety， Vehicle Safety Testing Directions 64 | [9 empty] | 50 | 574-115,572-062,570-113,JMD-089-26,D574-085,D571-103,574-036,JMD-089-26,572-062,D571-103,574-154,574-156,D574-085,570-113,574-036,JMD-089-26,573-260,574-154,574-156,D574-085,JMD-089-26,573-260
[5 empty] | 碰撞后安全要求 | The safety requirement after crash |  | 031712 |  | 电动汽车碰撞后安全要求 | The safety requirement of electric vehicle post crash | GB/T 31498-2015 | GB/T 31498-2015 | 4, 5 | 4, 5 | [5 empty] | 200 | 573-190,577-034,579-096,573-317,579-031,579-089,D573-273,JMD-089-26,D572-154,D571-371,D573-274,D576-030,573-191,573-249,573-250,573-201,D574-098,574-336
[10 empty] | 纯电动货车技术条件 | Battery electric goods vechicle-Specifications | GB/T34585-2017 | GB/T34585-2017 | 4.3 | 4.3 | [5 empty] | 200 | 573-190,577-034,579-096,573-317,579-031,579-089,D573-273,JMD-089-26,D572-154,D571-371,D573-274,D576-030,573-191,573-249,573-250,573-201,D574-098,574-336
[5 empty] | 汽车正面碰撞乘员保护 | The protection of the occupants in the event of a frontal collision for motor vehicle |  | 031712 |  | 正面碰撞乘员保护 | Australian Design Rule 69/00 – Full frontal impact occupant protection | ADR 69/00 | ADR 69/00 | 5 | 5 | [5 empty] | 5 | 573-190,577-034,579-096,573-317,579-031,579-089,D573-273,JMD-089-26,D572-154,D571-371,D573-274,D576-030,573-191,573-249
[10 empty] | 机动车碰撞强度试验方法 第一部分正面碰撞 | Motor vehicles methods of test for impact strength part 1:frontal impact | GSO 36/2005 | GSO 36/2005 | 5 | 5 | [5 empty] | 0 | 573-190,577-034,579-096,573-317,579-031,579-089,D573-273,JMD-089-26,D572-154,D571-371,D573-274,D576-030,573-191,573-249
[10 empty] | 欧洲新车评价程序—正面碰撞试验规程 | Frontal Impact Testing Protocol | Euro-NCAP | Euro-NCAP | [7 empty] | 0 | 573-190,577-034,579-096,573-317,579-031,579-089,D573-273,JMD-089-26,D572-154,D571-371,D573-274,D576-030,573-596,573-597
[10 empty] | 欧洲新车评价程序—膝关节伤害保护试验规程动态评价 | Knee Mapping Sled Test Procedure | Euro-NCAP | Euro-NCAP | [7 empty] | 0 | 573-327,577-041,579-144,579-095,579-137,JMJ-888-755,571-156,D573-237,D571-371,D572-149,D571-461,D573-073,JMC-089-59,573-255
[10 empty] | 前方碰撞乘员保护 | The protection of the occupants in the event of a frontal collision for motor vehicle | 车辆安全检测基准46 | Vehicle safety inspection benchmark46 | [7 empty] | 0 | 573-190,577-034,579-096,573-317,579-031,579-089,D573-273,JMD-089-26,D572-154,D571-371,D573-274,D576-030,573-191,573-249
[10 empty] | 汽车正面碰撞的乘员保护 | The protection of the occupants in the event of a frontal collision for motor vehicle | GB 11551-2014 | GB 11551-2014 | [7 empty] | 200 | 573-190,577-034,579-096,573-317,579-031,579-089,D573-273,JMD-089-26,D572-154,D571-371,D573-274,D576-030,573-191,573-249
[5 empty] | 汽车侧面碰撞乘员保护 | The protection of the occupants in the event of a lateral collision for motor vehicle |  | 031712 |  | 关于就侧碰撞中乘员防护方面批准车辆的统一规定 | Uniform provisions concerning the approval of vehicles with regard to the protection of the occupants in the event of a lateral collision | ECE R95-1995 | ECE R95-1995 | 5,Annex 4,Annex 9 | 5,Annex 4,Annex 9 | [5 empty] | 100 | 573-190,577-034,579-096,573-317,579-031,579-089,D573-273,JMD-089-26,D572-154,D571-371,D573-274,D576-030,573-250,573-201
[10 empty] | 动态侧面碰撞乘员保护 | Australian Design Rule 72/00 – Dynamic side impact occupant protection | ADR 72/00 | ADR 72/00 | 5,6 | 5,6 | [5 empty] | 5 | 573-190,577-034,579-096,573-317,579-031,579-089,D573-273,JMD-089-26,D572-154,D571-371,D573-274,D576-030,573-250,573-201
[10 empty] | 机动车碰撞强度试验方法 第三部分B 移动壁障侧面碰撞 | Motor vehicles methods of test for impact strength part 3B: moving barrier side impact | GSO 1707/2005 | GSO 1707/2005 | 4-9 | 4-9 | [5 empty] | 0 | 573-190,577-034,579-096,573-317,579-031,579-089,D573-273,JMD-089-26,D572-154,D571-371,D573-274,D576-030,573-250,573-201
[10 empty] | 机动车碰撞强度试验方法 第三部分C 移动壁障侧面碰撞 | Motor vehicles methods of test for impact strength part 3C: moving barrier side impact | GSO 1708/2005 | GSO 1708/2005 | 4-9 | 4-9 | [5 empty] | 0 | 573-190,577-034,579-096,573-317,579-031,579-089,D573-273,JMD-089-26,D572-154,D571-371,D573-274,D576-030,573-250,573-201
[10 empty] | 欧洲新车评价程序—侧面碰撞试验规程 | Side Impact Testing Protocol | Euro-NCAP | Euro-NCAP | [7 empty] | 0 | 573-190,577-034,579-096,573-317,579-031,579-089,D573-273,JMD-089-26,D572-154,D571-371,D573-274,D576-030,573-550,573-551,573-552,573-201
[10 empty] | 欧洲新车评价程序—侧面柱碰撞试验规程 | Pole Side Impact Testing Protocol | Euro-NCAP | Euro-NCAP | [7 empty] | 0 | 573-190,577-034,579-096,573-317,579-031,579-089,D573-273,JMD-089-26,D572-154,D571-371,D573-274,D576-030,573-552,573-201
[10 empty] | 侧方碰撞乘员保护 | The protection of the occupants in the event of a lateral collision | 车辆安全检测基准45 | Vehicle safety inspection benchmark45 | [7 empty] | 0 | 573-190,577-034,579-096,573-317,579-031,579-089,D573-273,JMD-089-26,D572-154,D571-371,D573-274,D576-030,573-250,573-201
[10 empty] | 汽车侧面碰撞的乘员保护 | The protection of the occupants in the event of a lateral collision | GB 20071－2006 | GB 20071－2006 | 4,附录B | 4,附录B | [5 empty] | 200 | 573-190,577-034,579-096,573-317,579-031,579-089,D573-273,JMD-089-26,D572-154,D571-371,D573-274,D576-030,573-250,573-201
[5 empty] | 汽车正面偏置碰撞乘员保护 | The protection of the occupants in the event of an off-set frontal collision for motor vehicle |  | 031712 |  | 关于就前碰撞中乘员防护方面批准车辆的统一规定 | Uniform provisions concerning the approval of vehicles with regard to the protection of the occupants in the event of a frontal collision | ECE R94-2003 | ECE R94-2003 | 5,Annex 3,Annex 11 | 5,Annex 3,Annex 11 | [5 empty] | 100 | 573-190,577-034,579-096,573-317,579-031,579-089,D573-273,JMD-089-26,D572-154,D571-371,D573-274,D576-030,573-191,573-249
[10 empty] | 正面偏置碰撞乘员保护 | Australian Design Rule 73/00 – Offset frontal impact occupant protection | ADR 73/00 | ADR 73/00 | 5,6 | 5,6 | [5 empty] | 5 | 573-190,577-034,579-096,573-317,579-031,579-089,D573-273,JMD-089-26,D572-154,D571-371,D573-274,D576-030,573-191,573-249
[10 empty] | 欧洲新车评价程序—正面偏置碰撞试验规程 | Offset Deformable Barrier Frontal Impact Test Protocol | Euro-NCAP | Euro-NCAP | [7 empty] | 0 | 573-190,577-034,579-096,573-317,579-031,579-089,D573-273,JMD-089-26,D572-154,D571-371,D573-274,D576-030,573-382,573-383,573-550,573-551
[10 empty] | 机动车碰撞强度试验方法 第一部分正面碰撞 | Motor vehicles methods of test for impact strength part 1:frontal impact | GSO 36/2005 | GSO 36/2005 | 4 | 4 | [5 empty] | 0 | 573-190,577-034,579-096,573-317,579-031,579-089,D573-273,JMD-089-26,D572-154,D571-371,D573-274,D576-030,573-191,573-249
[5 empty] | 汽车后端结构碰撞性能 | The behaviour of the structure of the impacted vehicle in a rear-end collision |  | 031712 |  | 碰撞强度测试方法-第二部分-移动壁障后碰撞 | Motor vehicles : methods of test for impact strength –part 2 – moving barrier rear impact | GSO 37/2012 | GSO 37/2012 | 4-9 | 4-9 | [5 empty] | 0 | 573-190,577-034,579-096,573-317,D573-273,JMD-089-26,D572-154,D571-371,D573-274,D576-030,573-202
2 | 超级电容电动城市客车 | commercial bus |  | N | 全部参数 | All parameters |  | 0317 |  | 超级电容电动城市客车 | Ultracapacitor electric city bus | QC/T 838-2010 | QC/T 838-2010 | [7 empty] | 5 | 578-023,571-113,571-093,D571-450,579-056,574-143,574-160,D574-083
[5 empty] | 全部参数 | All parameters |  | 031702 |  | 超级电容电动城市客车供电系统 | Power supply system for ultracapacitor electric city bus | QC/T 839-2010 | QC/T 839-2010 | [7 empty] | 5 | D571-454,D571-100,574-143,574-160,D574-083
2 | 电动汽车 | Electric vehicles |  | N | 电动汽车用仪表 | Electric vehicle instrument requirements |  | 031712 |  | 电动汽车仪表 | Instrumentation for electric vehicles | GB/T 19836-2019 | GB/T 19836-2019 | 4 | 4 |  |  | 变更 | Change |  | 100 | 570-257
[5 empty] | 动力性能 | Dynamic characteristics |  | 031702 |  | 电动汽车 动力性能 试验方法 | Electric vehicles-Power performance-Test method | GB/T 18385-2005 | GB/T 18385-2005 |  |  |  |  | 扩项 | Expansion |  | 50 | D573-258,D572-121,573-518,D573-239,D571-463,573-359,573-054,571-113,573-482（X）
[5 empty] | 汽车安全气囊系统误作用 | Airbag system abuse for automobile |  | 031708 |  | 汽车安全气囊系统误作用试验的方法和要求 | Methods and requirements of airbag system abuse test for automobile | GB/T 37474-2019 | GB/T 37474-2019 |  |  |  |  | 扩项 | Expansion |  | ＞100 | 573-433,573-190,D573-273,D571-371,573-806,573-317,D576-030,D573-270,自制设备001,自制设备002,自制设备003,自制设备004,自制设备005,自制设备006
[5 empty] | 特殊安全要求 | Special safety specification |  | 031712 |  | 机动车运行安全技术条件 | Technical specifications for safety of power-driven vehicles operating on roads | GB 7258-2017 | GB 7258-2017 | 12.13 | 12.13 |  |  | 扩项 | Expansion |  | ＞30 | 574-634,574-628,574-629,574-630,574-639,D574-160
2 | 电动客车 | commercial bus |  | N | 全部参数 | All parameters |  | 031712 |  | 电动客车安全技术条件 | Safety technical requirements for electric bus | [9 empty] | ＞150 | 573-359,573-321,D576-016,D574-098,D574-083,D571-454,570-146,574-321,D572-114,572-113,573-584,574-243,579-176,572-112,796-010,570-173,573-107,570-123,573-242,D576-012,572-110,796-010,570-084,572-111,573-143,573-242,D576-012
2 | 电动汽车 | Electric vehicle |  | N | 功能要求 | function requirement |  | 031712 |  | 电动汽车低速提示音 | Acoustic vehicle alerting system of electric vehicles running at low speed | GB/T 37153-2018 | GB/T 37153-2018 |  |  | 不做5.3.2 | Except for 5.3.2 |  |  | 2019 | 2 | 578-020,578-021,579-056,D571-440,571-113,D576-017,D572-049,573-430,D573-075
2 | 整车 | Motor vehicles |  | N | 侧面碰撞乘员保护 | The protection of the occupants in the event of a lateral collision |  | 031708 |  | 汽车侧面碰撞的乘员保护 | The protection of the occupants in the event of a lateral collision | GB 20071－2006 | GB 20071－2006 | [6 empty] | 2007 | 200 | 573-190,577-034,579-096,573-317,579-031,579-089,D573-273,JMD-089-26,D572-154,D571-371,D573-274,D576-030,573-250,573-201
2 | 整车 | Motor vehicles |  | N | 侧面柱碰撞乘员保护 | The protection of the occupants in the event of a lateral pole collision |  | 031708 |  | 汽车侧面柱碰撞的乘员保护 | The protection of the occupants in the event of a lateral pole collision | GB/T 37337-2019 | GB/T 37337-2019 | [6 empty] | 2019 | 1 | 573-190,577-034,579-096,573-317,579-031,579-089,D573-273,JMD-089-26,D572-154,D571-371,D573-274,D576-030,573-250,573-220
2 | 整车 | Motor vehicles |  | N | 后碰撞燃油系统安全要求 | The requirements of fuel system safety in the event of rear-end collision |  | 031708 |  | 乘用车后碰撞燃油系统安全要求 | The requirements of fuel system safety in the event of rear-end collision for passenger car | GB 20072-2006 | GB 20072-2006 | [6 empty] | 2007 | 100 | 573-190,577-034,579-096,573-317,D573-273,JMD-089-26,D572-154,D571-371,D573-274,D576-030,573-202
3 | 混合动力电动汽车 | Hybrid electric vehic |  | N | 可靠性 | Reliability Test |  | 031712 |  | 插电式混合动力电动商用车技术条件 | Plug-in hybrid electric commercial vehicle- Specifications | GB/T34598-2017 | GB/T34598-2017 | 4.8 | 4.8 | [5 empty] | 10 | 573-359
[5 empty] | 动力性 | Dynamic characteristics |  | 031702 |  | 混合动力电动汽车 动力性能试验方法 | Hybrid electric vehicles-Power performance-Test method | GB/T 19752-2005 | GB/T 19752-2005 | 6,7,9 | 6,7,9 | [5 empty] | ＞100 | 573-430,D572-049,D573-075,D573-239,573-465,573-436,574-338,571-113
[5 empty] | 能量消耗量 | Energy consumption |  | 031702 |  | 轻型混合动力电动汽车能量消耗量试验 | Light hybrid electric vehicle energy consumption test | GB/T 19753-2013 | GB/T 19753-2013 | [7 empty] | >30 | D573-286,572-060,573-322,570-118,570-119,570-121,D573-285,572-045,570-181,573-180,574-337
[10 empty] | 轻型混合动力电动汽车能量消耗量试验 | Light hybrid electric vehicle energy consumption test | GB/T 19753-2005 | GB/T 19753-2005 | 仅限特定委托试验使用 | 仅限特定委托试验使用 | [5 empty] | >30 | D573-286,572-060,573-322,570-118,570-119,570-121,D573-285,572-045,570-181,573-180,574-337
[10 empty] | 重型混合动力电动汽车能量消耗量试验方法 | Test methods for energy consumption for heavy-duty hybrid electric vehicles | GB/T 19754-2005 | GB/T 19754-2005 | 仅限特定委托试验使用 | 仅限特定委托试验使用 | [5 empty] | 30 | 571-113,573-430,D573-075,D572-121,574-337,573-431,573-432,D573-239
[10 empty] | 重型混合动力电动汽车能量消耗量试验方法 | Test methods for energy consumption for heavy-duty hybrid electric vehicles | GB/T 19754-2015 | GB/T 19754-2015 | [7 empty] | 30 | 571-113,573-430,D573-075,D572-121,574-337,573-431,573-432,D573-239
[5 empty] | 一般要求 | General requirement |  | 031799 |  | 插电式混合动力乘用车技术条件 | Plug-in hybrid electric passager cars- Specification | GB/T32694-2016 | GB/T32694-2016 | 4.1 | 4.1 | [5 empty] | 12 | 573-359,573-360,578-019
[10 empty] | 插电式混合动力电动商用车技术条件 | Plug-in hybrid electric commercial vehicle- Specifications | GB/T34598-2017 | GB/T34598-2017 | 4.2 | 4.2 | [5 empty] | 40 | 571-113,D571-449,D573-239
[5 empty] | 燃料消耗量 | Fuel consumption |  | 031702 |  | 插电式混合动力乘用车技术条件 | Plug-in hybrid electric passager cars- Specification | GB/T32694-2016 | GB/T32694-2016 | 4.2 | 4.2 | [5 empty] | 40 | 573-322,573-180,570-182,570-119,570-118,570-181,572-045,572-060,574-340
[10 empty] | 插电式混合动力电动商用车技术条件 | Plug-in hybrid electric commercial vehicle- Specifications | GB/T34598-2017 | GB/T34598-2017 | 4.3 | 4.3 | [5 empty] | 40 | 570-118,570-119,570-120,570-121,572-060,573-322,570-181,572-045,573-180,574-337,573-431,573-432,D573-285,D573-286
[5 empty] | 排气污染物（常温冷启动试验） | Emissions Pollutants(Cold start at normal temperature) |  | 031705 |  | 插电式混合动力乘用车技术条件 | Plug-in hybrid electric passager cars- Specification | GB/T32694-2016 | GB/T32694-2016 | 4.2 | 4.2 | [5 empty] | 40 | 570-118,570-119,570-120,570-121,572-060,573-322,570-181,572-045,573-180,574-337,573-431,573-432,D573-285,D573-286
[10 empty] | 插电式混合动力电动商用车技术条件 | Plug-in hybrid electric commercial vehicle- Specifications | GB/T34598-2017 | GB/T34598-2017 | 4.3 | 4.3 | [5 empty] | 40 | 570-118,570-119,570-120,570-121,572-060,573-322,570-181,572-045,573-180,574-337,573-431,573-432,D573-285,D573-286
[5 empty] | 充电接口及通信 | charging coupler and Communication protocols |  | 031712 |  | 插电式混合动力乘用车技术条件 | Plug-in hybrid electric passager cars- Specification | GB/T32694-2016 | GB/T32694-2016 | 4.3 | 4.3 | [5 empty] | 10 | D574-085,D574-098,JMC-174-6,574-154,D572-152,574-160,572-062,572-070,572-071,579-085,D571-360,985-030,985-031,985-032,985-033,985-034,985-035,985-036,985-037,985-038,985-039,985-040,574-332
[10 empty] | 插电式混合动力电动商用车技术条件 | Plug-in hybrid electric commercial vehicle- Specifications | GB/T34598-2017 | GB/T34598-2017 | 4.4 | 4.4 | [5 empty] | 10 | 574-154,574-160,572-070,579-085,D571-360,985-030,985-031,985-032,985-033,985-034,985-035,985-036,985-037,985-038,985-039,985-040,574-332,574-162,574-304,D571-360,579-085,570-146,574-324,574-325,574-341,574-162,574-417
[5 empty] | 特殊安全要求 | Special safety specification |  | 031712 |  | 插电式混合动力乘用车技术条件 | Plug-in hybrid electric passager cars- Specification | GB/T32694-2016 | GB/T32694-2016 | 4.4 | 4.4 | [5 empty] | 10 | 572-062,D571-452,574-115,D574-099,D574-098,JMC-174-6,574-159,D570-028,796-010,574-156,573-260,573-190,577-034,573-221,579-031,579-066,D573-272,JMD-089-26,JMR-062-3,D571-372,571-122,573-380,573-381,573-403,D573-274,D576-030,D574-098,573-201,574-154,574-115,574-156,D574-099,574-159
[10 empty] | 插电式混合动力电动商用车技术条件 | Plug-in hybrid electric commercial vehicle- Specifications | GB/T34598-2017 | GB/T34598-2017 | 4.6 | 4.6 | [5 empty] | 10 | 571-113,573-214,573-465,D572-121,578-020,573-430,D571-454,D574-151,573-260,570-153,574-159,574-160
[5 empty] | 纯电驱动模式续驶里程 | Range for pure electric driving mode |  | 031702 |  | 插电式混合动力乘用车技术条件 | Plug-in hybrid electric passager cars- Specification | GB/T32694-2016 | GB/T32694-2016 | 4.5 | 4.5 | [5 empty] | 10 | 573-322,573-180,570-182,570-119,570-118,570-181,572-045,572-060,574-340
[10 empty] | 插电式混合动力电动商用车技术条件 | Plug-in hybrid electric commercial vehicle- Specifications | GB/T34598-2017 | GB/T34598-2017 | 4.7 | 4.7 | [5 empty] | 10 | 573-482,571-113
[5 empty] | 纯电驱动模式续驶里程 | Range for pure electric driving mode |  | 031702 |  | 轻型混合动力电动汽车能量消耗量试验 | Light hybrid electric vehicle energy consumption test | GB/T 19753-2013 | GB/T 19753-2013 | [7 empty] | >30 | D573-286,572-060,573-322,570-118,570-119,570-121,D573-285,572-045,570-181,573-180,574-337
[5 empty] | 纯电驱动模式续驶里程 | Range for pure electric driving mode |  | 031702 |  | 轻型混合动力电动汽车能量消耗量试验 | Light hybrid electric vehicle energy consumption test | GB/T 19753-2005 | GB/T 19753-2005 | 仅限特定委托试验使用 | 仅限特定委托试验使用 | [5 empty] | >30 | D573-286,572-060,573-322,570-118,570-119,570-121,D573-285,572-045,570-181,573-180,574-337
[5 empty] | OVC续驶里程 | OVC range |  | 031702 |  | 轻型混合动力电动汽车能量消耗量试验 | Light hybrid electric vehicle energy consumption test | GB/T 19753-2013 | GB/T 19753-2013 | [7 empty] | >30 | D573-286,572-060,573-322,570-118,570-119,570-121,D573-285,572-045,570-181,573-180,574-337
[5 empty] | OVC续驶里程 | OVC range |  | 031702 |  | 轻型混合动力电动汽车能量消耗量试验 | Light hybrid electric vehicle energy consumption test | GB/T 19753-2005 | GB/T 19753-2005 | 仅限特定委托试验使用 | 仅限特定委托试验使用 | [5 empty] | >30 | D573-286,572-060,573-322,570-118,570-119,570-121,D573-285,572-045,570-181,573-180,574-337
[5 empty] | 安装在车辆上的动力电池的要求 | Specification for power battery instelled in the car |  | 031713 |  | 插电式混合动力乘用车技术条件 | Plug-in hybrid electric passager cars- Specification | GB/T32694-2016 | GB/T32694-2016 | 4.6 | 4.6 | [5 empty] | 10 | 574-144,570-153,572-062,JMC-173-4,573-493,579-177,579-176,579-175,570-180,579-178,D574-098,573-327,579-141,574-169,574-170,574-144,572-062,D574-099,JMC-173-4,D573-182,574-169,574-170,572-070,576-004,572-062
[10 empty] | 插电式混合动力电动商用车技术条件 | Plug-in hybrid electric commercial vehicle- Specifications | GB/T34598-2017 | GB/T34598-2017 | 4.5 | 4.5 | [5 empty] | 10 | D574-098,573-493,JMC-173-4,579-177,579-176,570-215,572-105,579-175,570-180,574-321,574-171,D572-113,574-169,574-170,579-083,572-070,579-084,579-088,579-178,574-376,574-162,D573-182,576-004,D574-099
[5 empty] | 安全要求 | safety requirement |  | 031712 |  | 混合动力电动汽车安全要求 | Hybrid electric vehicles safety specification | GB/T19751-2005 | GB/T19751-2005 | [7 empty] | 30 | D572-049,570-077,D574-152,574-115,574-154,574-156,D574-098,570-113,574-159,D574-083,573-260
[10 empty] | 混合动力电动汽车类型 | Types of hybrid vehicles | QC/T 837-2010 | QC/T 837-2010 | [7 empty] | 30
3 | 混合动力电动汽车 | Hybrid electric vehic |  | N | 辐射发射（RE） | Radiation emission |  | 121101 |  | 电动车辆的电磁场发射强度的限值和测量方法 宽带9kHz~30MHz | Limits and test method of magnetic and electric field strength from electric vehicles, broadband,9 kHz to 30 MHz | GB/T 18387-2008 | GB/T 18387-2008 | 7~8 | 7~8 | [5 empty] | >500 | 574-120,573-262,574-135,574-209,574-125-02,574-328,574-317,574-137
[10 empty] | 电动车辆的电磁场发射强度的限值和测量方法 | Performance levels and methods of measurement of magnetic and electric field strength from electric vehicles | GB/T 18387-2017 | GB/T 18387-2017 | 7~8 | 7~8 | [5 empty] | >5 | 574-120,573-262,574-135,574-209,574-125-02,574-328,574-317,574-137
[10 empty] | 电动车辆的电磁场辐射强度的电平值和测量方法，150kHz~30MHz | Performance levels and methods of measurement of magnetic and electric field strength from electric vehicles,150 kHz to 30 MHz | SAE J551-5:2012 | SAE J551-5:2012 | 4~6 | 4~6 | [5 empty] | >5 | 574-120,573-262,574-135,574-209,574-125-02,574-328,574-317,574-137
[10 empty] | 关于就电磁兼容性方面批准车辆的统一规定 | Approval of Vehicles with regard to electromagnetic stability | ECE R10 Rev4 | ECE R10 Rev4 | 7 | 7 | [5 empty] | >50 | 574-120,574-135,574-209,574-125-01,573-262,574-125-01,574-182,574-181
[10 empty] | 关于就电磁兼容性方面批准车辆的统一规定 | Approval of Vehicles with regard to electromagnetic stability | ECE R10 Rev5 | ECE R10 Rev5 | 7 | 7 | [5 empty] | >20 | 574-120,574-135,574-209,574-125-01,573-262,574-125-01,574-182,574-181
[10 empty] | 电磁相容性 | Electromagnetic Compatibility | 车辆安全检测基准 56 | Vehicle Safety Testing Directions 56 | 5 | 5 | [5 empty] | >20 | 574-120,574-135,574-209,574-125-01,573-262,574-125-01,574-182,574-181
[5 empty] | 辐射抗扰度（RS） | Radiated immunity |  | 121201,121299 |  | 关于就电磁兼容性方面批准车辆的统一规定 | Approval of Vehicles with regard to electromagnetic stability | ECE R10 Rev4 | ECE R10 Rev4 | 7 | 7 | [5 empty] | >50 | 574-120,573-262,574-190-01,574-198-01,574-124-01,574-124-04,574-124-06,574-124-08,574-198-02,574-217-01,574-192-04,574-192-05,574-218-01,574-124-07,574-124-05,574-124-09,574-218-02,574-350-03,574-350-04,574-350-05,574-124-10,574-124-12,574-124-11,574-132,574-192-03,574-192-02,574-198-09,574-198-10,574-192-01,574-190-03,574-141-01,574-192-07,574-192-08,574-192-09,574-192-10,574-190-02,574-351-05,574-351-06,574-351-07,574-351-08,574-351-09,574-351-10,574-351-11,574-198-03,574-124-02,574-124-03,574-198-05,574-198-07,574-198-06,574-198-08,574-190-05,574-190-06,574-190-07,574-190-08,574-351-03,574-351-04,574-182,574-181,574-351-02
[10 empty] | 关于就电磁兼容性方面批准车辆的统一规定 | Approval of Vehicles with regard to electromagnetic stability | ECE R10 Rev5 | ECE R10 Rev5 | 7 | 7 | [5 empty] | >20 | 574-120,573-262,574-190-01,574-198-01,574-124-01,574-124-04,574-124-06,574-124-08,574-198-02,574-217-01,574-192-04,574-192-05,574-218-01,574-124-07,574-124-05,574-124-09,574-218-02,574-350-03,574-350-04,574-350-05,574-124-10,574-124-12,574-124-11,574-132,574-192-03,574-192-02,574-198-09,574-198-10,574-192-01,574-190-03,574-141-01,574-192-07,574-192-08,574-192-09,574-192-10,574-190-02,574-351-05,574-351-06,574-351-07,574-351-08,574-351-09,574-351-10,574-351-11,574-198-03,574-124-02,574-124-03,574-198-05,574-198-07,574-198-06,574-198-08,574-190-05,574-190-06,574-190-07,574-190-08,574-351-03,574-351-04,574-182,574-181,574-351-02
[10 empty] | 电磁相容性 | Electromagnetic Compatibility | 车辆安全检测基准 56 | Vehicle Safety Testing Directions 56 | 5 | 5 | [5 empty] | >20 | 574-120,573-262,574-190-01,574-198-01,574-124-01,574-124-04,574-124-06,574-124-08,574-198-02,574-217-01,574-192-04,574-192-05,574-218-01,574-124-07,574-124-05,574-124-09,574-218-02,574-350-03,574-350-04,574-350-05,574-124-10,574-124-12,574-124-11,574-132,574-192-03,574-192-02,574-198-09,574-198-10,574-192-01,574-190-03,574-141-01,574-192-07,574-192-08,574-192-09,574-192-10,574-190-02,574-351-05,574-351-06,574-351-07,574-351-08,574-351-09,574-351-10,574-351-11,574-198-03,574-124-02,574-124-03,574-198-05,574-198-07,574-198-06,574-198-08,574-190-05,574-190-06,574-190-07,574-190-08,574-351-03,574-351-04,574-182,574-181,574-351-02
[5 empty] | 传导发射（CE） | Conduction emission |  | 121199 |  | 关于就电磁兼容性方面批准车辆的统一规定 | Approval of Vehicles with regard to electromagnetic stability | ECE R10 Rev4 | ECE R10 Rev4 | 7 | 7 | [5 empty] | >50 | 574-120,574-191,574-135,574-209,574-182,574-181,574-294,574-292,574-293,574-380
[10 empty] | 关于就电磁兼容性方面批准车辆的统一规定 | Approval of Vehicles with regard to electromagnetic stability | ECE R10 Rev5 | ECE R10 Rev5 | 7 | 7 | [5 empty] | >20 | 574-120,574-191,574-135,574-209,574-182,574-181,574-294,574-292,574-293,574-380
[10 empty] | 电磁相容性 | Electromagnetic Compatibility | 车辆安全检测基准 56 | Vehicle Safety Testing Directions 56 | 5 | 5 | [5 empty] | >20 | 574-120,574-191,574-135,574-209,574-182,574-181,574-294,574-292,574-293,574-380
[5 empty] | 传导抗扰度（CS） | Conducted susceptibility |  | 121299 |  | 关于就电磁兼容性方面批准车辆的统一规定 | Approval of Vehicles with regard to electromagnetic stability | ECE R10 Rev4 | ECE R10 Rev4 | 7 | 7 | [5 empty] | >50 | 574-289,574-290,574-291,574-377,574-379,574-382
[10 empty] | 关于就电磁兼容性方面批准车辆的统一规定 | Approval of Vehicles with regard to electromagnetic stability | ECE R10 Rev5 | ECE R10 Rev5 | 7 | 7 | [5 empty] | >20 | 574-289,574-290,574-291,574-377,574-379,574-382
[10 empty] | 电磁相容性 | Electromagnetic Compatibility | 车辆安全检测基准 56 | Vehicle Safety Testing Directions 56 | 5 | 5 | [5 empty] | >20 | 574-289,574-290,574-291,574-377,574-379,574-382
[5 empty] | 能量消耗量 | Energy consumption |  | 031702 |  | 关于就CO2和燃料消耗量的测量方面、和/或电能消耗量和续驶里程的测量方面批准仅装用内燃机的乘用车或混合动力电动乘用车，和就电能消耗量和续驶里程的测量方面批准仅装用电驱动的M1和N1类车辆的统一规定 | Uniform Provisions Concerning The Approval Of Passenger Cars Powered By An Internal Combustion Engine Only, Or Powered By A Hybrid Electric Power Train With Regard To The Measurement Of The Emission Of Carbon Dioxide And Fuel Consumption And/Or The Measurement Of Electric Energy Consumption And Electric Range, And Of Categories M1 And N1 Vehicles Powered By An Electric Power Train Only With Regard To The Measurement Of Electric Energy Consumption And Electric Range | ECE R101 | ECE R101 | [7 empty] | >30 | D573-286,572-060,573-322,570-118,570-119,570-121,D573-285,572-045,570-181,573-180,574-337,573-431,573-432
[5 empty] | 排气污染物（常温冷启动试验） | Emissions Pollutants(Cold Start at Normal Temperature) |  |  |  | 轻型混合动力电动汽车污染物排放 测量方法 | Light hybrid electric vehicle emissions measurement methods | GB/T 19755-2005 | GB/T 19755-2005 | 仅限特定委托试验使用 | 仅限特定委托试验使用 | [5 empty] | >30 | 573-180,573-322,570-181,570-119,570-181,570-118,572-045,572-060,D573-285,D573-286,570-181,570-121,573-182-1,573-478,573-182,570-174,574-337
[10 empty] | 轻型混合动力电动汽车污染物排放 测量方法 | Light hybrid electric vehicle emissions measurement methods | GB19755-2016 | GB 19755-2016 | 6.1 | 6.1 | [5 empty] | ＞100 | 573-180,573-322,570-181,570-119,570-181,570-118,572-045,572-060,D573-285,D573-286,570-181,570-121,573-182-1,573-478,573-182,570-174,574-337
[5 empty] | 怠速污染物排放 | Idle Emissions |  | 031705 |  | 轻型混合动力电动汽车污染物排放 测量方法 | Light hybrid electric vehicle emissions measurement methods | GB/T 19755-2005 | GB/T 19755-2005 | 仅限特定委托试验使用 | 仅限特定委托试验使用 | [5 empty] | >30 | 570-129,573-456
[10 empty] | 轻型混合动力电动汽车污染物排放 测量方法 | Light hybrid electric vehicle emissions measurement methods | GB19755-2016 | GB 19755-2016 | 6.2 | 6.2 | [5 empty] | ＞100 | 570-129
[5 empty] | 自由加速烟度 | smoke at free acceleration from diesel vehicles |  | 031705 |  | 轻型混合动力电动汽车污染物排放 测量方法 | Light hybrid electric vehicle emissions measurement methods | GB19755-2016 | GB 19755-2016 | 6.2 | 6.2 | [5 empty] | ＞100 | 579-135
[5 empty] | 曲轴箱污染物排放 | Crankcase pollutants emissions |  | 031705 |  | 轻型混合动力电动汽车污染物排放 测量方法 | Light hybrid electric vehicle emissions measurement methods | GB/T 19755-2005 | GB/T 19755-2005 | 仅限特定委托试验使用 | 仅限特定委托试验使用 | [5 empty] | >30 | 573-180,573-322,573-431,573-412
[10 empty] | 轻型混合动力电动汽车污染物排放 测量方法 | Light hybrid electric vehicle emissions measurement methods | GB 19755-2016 | GB 19755-2016 | 6.3 | 6.3 | [5 empty] | ＞100 | 573-180,573-322,573-431,573-412
[5 empty] | 汽油车燃油蒸发污染物排放 | Gasoline motor car fuel evaporation pollutants emission inspection |  | 031705 |  | 轻型混合动力电动汽车污染物排放 测量方法 | Light hybrid electric vehicle emissions measurement methods | GB/T 19755-2005 | GB/T 19755-2005 | 仅限特定委托试验使用 | 仅限特定委托试验使用 | [5 empty] | >30 | 573-180,573-322,573-431,572-045,572-060,570-092,570-188,570-098-1,570-189,570-185,579-187
[10 empty] | 轻型混合动力电动汽车污染物排放 测量方法 | Light hybrid electric vehicle emissions measurement methods | GB 19755-2016 | GB 19755-2016 | 6.4 | 6.4 | [5 empty] | ＞100 | 573-180,573-322,573-431,572-045,572-060,570-092,570-188,570-098-1,570-189,570-185,579-187
[5 empty] | 污染物控制装置耐久性 | Durability of pollution control devices |  | 031705 |  | 轻型混合动力电动汽车污染物排放 测量方法 | Light hybrid electric vehicle emissions measurement methods | GB/T 19755-2005 | GB/T 19755-2005 | 仅限特定委托试验使用 | 仅限特定委托试验使用 | [5 empty] | >30 | 573-436,573-437,573-438,573-439,573-440,573-441,573-442,573-443,573-444,573-445,573-446,573-447,573-448,573-449,573-450,573-451,573-452,573-453
[10 empty] | 轻型混合动力电动汽车污染物排放 测量方法 | Light hybrid electric vehicle emissions measurement methods | GB 19755-2016 | GB 19755-2016 | 6.5 | 6.5 | [5 empty] | ＞100 | 573-436,573-437,573-438,573-439,573-440,573-441,573-442,573-443,573-444,573-445,573-446,573-447,573-448,573-449,573-450,573-451,573-452,573-453
[5 empty] | 排气污染物（低温冷启动试验） | Emissions Pollutants(cold start at low temperature) |  | 031705 |  | 轻型混合动力电动汽车污染物排放 测量方法 | Light hybrid electric vehicle emissions measurement methods | GB/T 19755-2005 | GB/T 19755-2005 | 仅限特定委托试验使用 | 仅限特定委托试验使用 | [5 empty] | >30 | 573-180,573-322,570-181,570-119,570-181,570-118,572-045,572-060,D573-285,D573-286
[10 empty] | 轻型混合动力电动汽车污染物排放 测量方法 | Light hybrid electric vehicle emissions measurement methods | GB 19755-2016 | GB 19755-2016 | 6.6 | 6.6 | [5 empty] | ＞100 | 573-180,573-322,570-181,570-119,570-181,570-118,572-045,572-060,D573-285,D573-286
[5 empty] | 排气污染物（实际道路试验） | Exhaust emissions from vehicles(RDE/PEMS) |  | 031705 |  | 重型混合动力电动汽车污染物排放车载测量方法 | On Board Measurement Methods for Emissions from Heavy-Duty Hybrid Electric Vehicles | QC/T 894-2011 | QC/T 894-2011 |  |  | 重型汽车 | heavy-duty vehicles |  |  |  | 19 | 573-431,573-432,574-337,570-166
[5 empty] | OBD系统试验 | OBD system test |  | 031705 |  | 轻型混合动力电动汽车污染物排放 测量方法 | Light hybrid electric vehicle emissions measurement methods | GB/T 19755-2005 | GB/T 19755-2005 | 仅限特定委托试验使用 | 仅限特定委托试验使用 | [5 empty] | >30 | 573-180,573-322,570-181,570-119,570-181,570-118,572-045,572-060,D573-285,D573-286,570-181,570-121,573-182-1,573-478,573-182,570-174,574-337,579-048
[10 empty] | 轻型混合动力电动汽车污染物排放 测量方法 | Light hybrid electric vehicle emissions measurement methods | GB19755-2016 | GB19755-2016 | 6.7 | 6.7 | [5 empty] | ＞100 | 573-180,573-322,570-181,570-119,570-181,570-118,572-045,572-060,D573-285,D573-286,570-181,570-121,573-182-1,573-478,573-182,570-174,574-337,579-048
[5 empty] | 碰撞后安全要求 | The safety requirement after crash |  | 031712 |  | 电动汽车碰撞后安全要求 | The safety requirement of electric vehicle post crash | GB/T 31498-2015 | GB/T 31498-2015 | 4, 5 | 4, 5 | [5 empty] | 200 | 573-190,577-034,579-096,573-317,579-031,579-089,D573-273,JMD-089-26,D572-154,D571-371,D573-274,D576-030,573-191,573-249,573-250,573-201,D574-098,574-336
[5 empty] | 汽车正面碰撞乘员保护 | The protection of the occupants in the event of a frontal collision for motor vehicle |  | 031712 |  | 正面碰撞乘员保护 | Australian Design Rule 69/00 – Full frontal impact occupant protection | ADR 69/00 | ADR 69/00 | 5 | 5 | [5 empty] | 5 | 573-190,577-034,579-096,573-317,579-031,579-089,D573-273,JMD-089-26,D572-154,D571-371,D573-274,D576-030,573-191,573-249
[10 empty] | 机动车碰撞强度试验方法 第一部分正面碰撞 | Motor vehicles methods of test for impact strength part 1:frontal impact | GSO 36/2005 | GSO 36/2005 | 5 | 5 | [5 empty] | 0 | 573-190,577-034,579-096,573-317,579-031,579-089,D573-273,JMD-089-26,D572-154,D571-371,D573-274,D576-030,573-191,573-249
[10 empty] | 欧洲新车评价程序—正面碰撞试验规程 | Frontal Impact Testing Protocol | Euro-NCAP | Euro-NCAP | [7 empty] | 0 | 573-190,577-034,579-096,573-317,579-031,579-089,D573-273,JMD-089-26,D572-154,D571-371,D573-274,D576-030,573-596,573-597
[10 empty] | 欧洲新车评价程序—膝关节伤害保护试验规程动态评价 | Knee Mapping Sled Test Procedure | Euro-NCAP | Euro-NCAP | [7 empty] | 0 | 573-327,577-041,579-144,579-095,579-137,JMJ-888-755,571-156,D573-237,D571-371,D572-149,D571-461,D573-073,JMC-089-59,573-255
[10 empty] | 前方碰撞乘员保护 | The protection of the occupants in the event of a frontal collision for motor vehicle | 车辆安全检测基准46 | Vehicle safety inspection benchmark46 | [7 empty] | 0 | 573-190,577-034,579-096,573-317,579-031,579-089,D573-273,JMD-089-26,D572-154,D571-371,D573-274,D576-030,573-191,573-249
[10 empty] | 汽车正面碰撞的乘员保护 | The protection of the occupants in the event of a frontal collision for motor vehicle | GB 11551-2014 | GB 11551-2014 | [7 empty] | 200 | 573-190,577-034,579-096,573-317,579-031,579-089,D573-273,JMD-089-26,D572-154,D571-371,D573-274,D576-030,573-191,573-249
[5 empty] | 汽车侧面碰撞乘员保护 | The protection of the occupants in the event of a lateral collision for motor vehicle |  | 031712 |  | 关于就侧碰撞中乘员防护方面批准车辆的统一规定 | Uniform provisions concerning the approval of vehicles with regard to the protection of the occupants in the event of a lateral collision | ECE R95-1995 | ECE R95-1995 | 5,Annex 4,Annex 9 | 5,Annex 4,Annex 9 | [5 empty] | 100 | 573-190,577-034,579-096,573-317,579-031,579-089,D573-273,JMD-089-26,D572-154,D571-371,D573-274,D576-030,573-250,573-201
[10 empty] | 动态侧面碰撞乘员保护 | Australian Design Rule 72/00 – Dynamic side impact occupant protection | ADR 72/00 | ADR 72/00 | 5,6 | 5,6 | [5 empty] | 5 | 573-190,577-034,579-096,573-317,579-031,579-089,D573-273,JMD-089-26,D572-154,D571-371,D573-274,D576-030,573-250,573-201
[10 empty] | 机动车碰撞强度试验方法 第三部分B 移动壁障侧面碰撞 | Motor vehicles methods of test for impact strength part 3B: moving barrier side impact | GSO 1707/2005 | GSO 1707/2005 | 4-9 | 4-9 | [5 empty] | 0 | 573-190,577-034,579-096,573-317,579-031,579-089,D573-273,JMD-089-26,D572-154,D571-371,D573-274,D576-030,573-250,573-201
[10 empty] | 机动车碰撞强度试验方法 第三部分C 移动壁障侧面碰撞 | Motor vehicles methods of test for impact strength part 3C: moving barrier side impact | GSO 1708/2005 | GSO 1708/2005 | 4-9 | 4-9 | [5 empty] | 0 | 573-190,577-034,579-096,573-317,579-031,579-089,D573-273,JMD-089-26,D572-154,D571-371,D573-274,D576-030,573-250,573-201
[10 empty] | 欧洲新车评价程序—侧面碰撞试验规程 | Side Impact Testing Protocol | Euro-NCAP | Euro-NCAP | [7 empty] | 0 | 573-190,577-034,579-096,573-317,579-031,579-089,D573-273,JMD-089-26,D572-154,D571-371,D573-274,D576-030,573-550,573-551,573-552,573-201
[10 empty] | 欧洲新车评价程序—侧面柱碰撞试验规程 | Pole Side Impact Testing Protocol | Euro-NCAP | Euro-NCAP | [7 empty] | 0 | 573-190,577-034,579-096,573-317,579-031,579-089,D573-273,JMD-089-26,D572-154,D571-371,D573-274,D576-030,573-552,573-201
[10 empty] | 侧方碰撞乘员保护 | The protection of the occupants in the event of a lateral collision | 车辆安全检测基准45 | Vehicle safety inspection benchmark45 | [7 empty] | 0 | 573-190,577-034,579-096,573-317,579-031,579-089,D573-273,JMD-089-26,D572-154,D571-371,D573-274,D576-030,573-250,573-201
[10 empty] | 汽车侧面碰撞的乘员保护 | The protection of the occupants in the event of a lateral collision | GB 20071－2006 | GB 20071－2006 | 4,附录B | 4,附录B | [5 empty] | 200 | 573-190,577-034,579-096,573-317,579-031,579-089,D573-273,JMD-089-26,D572-154,D571-371,D573-274,D576-030,573-250,573-201
[5 empty] | 汽车正面偏置碰撞乘员保护 | The protection of the occupants in the event of an off-set frontal collision for motor vehicle |  | 031712 |  | 关于就前碰撞中乘员防护方面批准车辆的统一规定 | Uniform provisions concerning the approval of vehicles with regard to the protection of the occupants in the event of a frontal collision | ECE R94-2003 | ECE R94-2003 | 5,Annex 3,Annex 11 | 5,Annex 3,Annex 11 | [5 empty] | 100 | 573-190,577-034,579-096,573-317,579-031,579-089,D573-273,JMD-089-26,D572-154,D571-371,D573-274,D576-030,573-191,573-249
[10 empty] | 正面偏置碰撞乘员保护 | Australian Design Rule 73/00 – Offset frontal impact occupant protection | ADR 73/00 | ADR 73/00 | 5,6 | 5,6 | [5 empty] | 5 | 573-190,577-034,579-096,573-317,579-031,579-089,D573-273,JMD-089-26,D572-154,D571-371,D573-274,D576-030,573-191,573-249
[10 empty] | 欧洲新车评价程序—正面偏置碰撞试验规程 | Offset Deformable Barrier Frontal Impact Test Protocol | Euro-NCAP | Euro-NCAP | [7 empty] | 0 | 573-190,577-034,579-096,573-317,579-031,579-089,D573-273,JMD-089-26,D572-154,D571-371,D573-274,D576-030,573-382,573-383,573-550,573-551
[10 empty] | 机动车碰撞强度试验方法 第一部分正面碰撞 | Motor vehicles methods of test for impact strength part 1:frontal impact | GSO 36/2005 | GSO 36/2005 | 4 | 4 | [5 empty] | 0 | 573-190,577-034,579-096,573-317,579-031,579-089,D573-273,JMD-089-26,D572-154,D571-371,D573-274,D576-030,573-191,573-249
[5 empty] | 汽车后端结构碰撞性能 | The behaviour of the structure of the impacted vehicle in a rear-end collision |  | 031712 |  | 碰撞强度测试方法-第二部分-移动壁障后碰撞 | Motor vehicles : methods of test for impact strength –part 2 – moving barrier rear impact | GSO 37/2012 | GSO 37/2012 | 4-9 | 4-9 | [5 empty] | 0 | 573-190,577-034,579-096,573-317,D573-273,JMD-089-26,D572-154,D571-371,D573-274,D576-030,573-202
[5 empty] | 防止汽车转向机构对驾驶员伤害 | The protection of the driver against the steering mechanism in the event of impact |  | 031712 |  | 关于就碰撞中防止转向机构伤害驾驶员方面批准车辆的统一规定 | Uniform provisions concerning the approval of vehicles with regard to the protection of the driver against the steering mechanism in the event of impact | ECE R12-2000 | ECE R12-2000 | 5.1,5.5,6,Annex 3,Annex 7 | 5.1,5.5,6,Annex 3,Annex 7 | [5 empty] | 50 | 573-190,577-034,579-096,573-317,D573-273,JMD-089-26,D572-154,D571-371,571-166,D573-274,D576-030
[10 empty] | 转向管柱 | Australian Design Rule 10/02 – Steering column | ADR 10/02 | ADR 10/02 | 5,6,7 | 5,6,7 | [5 empty] | 5 | 573-190,577-034,579-096,573-317,D573-273,JMD-089-26,D572-154,D571-371,571-166,D573-274,D576-030
[10 empty] | 转向控制系驾驶人碰撞保护 | The stipulation protecting drivers from being injured by motor vehicle steering mechanism | 车辆安全检测基准44 | Vehicle safety inspection benchmark44 | [7 empty] | 0 | 573-190,577-034,579-096,573-317,D573-273,JMD-089-26,D572-154,D571-371,571-166,D573-274,D576-030
[10 empty] | 机动车碰撞强度试验方法 第一部分正面碰撞 | Motor vehicles methods of test for impact strength part 1:frontal impact | GSO 36/2005 | GSO 36/2005 | 3 | 3 | [5 empty] | 0 | 573-190,577-034,579-096,573-317,579-031,579-089,D573-273,JMD-089-26,D572-154,D571-371,D573-274,D576-030,573-191,573-249
3 | 混合动力电动汽车 | Hybrid electric vehicles |  | N | 汽车安全气囊系统误作用 | Airbag system abuse for automobile |  | 031708 |  | 汽车安全气囊系统误作用试验的方法和要求 | Methods and requirements of airbag system abuse test for automobile | GB/T 37474-2019 | GB/T 37474-2019 |  |  |  |  | 扩项 | Expansion |  | ＞100 | 573-433,573-190,D573-273,D571-371,573-806,573-317,D576-030,D573-270,自制设备001,自制设备002,自制设备003,自制设备004,自制设备005,自制设备006
[5 empty] | 特殊安全要求 | Special safety specification |  | 031712 |  | 机动车运行安全技术条件 | Technical specifications for safety of power-driven vehicles operating on roads | GB 7258-2017 | GB 7258-2017 | 12.13 | 12.13 |  |  | 扩项 | Expansion |  | ＞30 | 574-634,574-628,574-629,574-630,574-639,D574-160
4 | 机动车零部件有害物质 | Motor vehicle Hazardous material |  | N | 石棉 | asbestos |  | 24401 |  | 制品中石棉含量测定方法 | Determination of asbestos in products | GB/T 23263-2009 | GB/T 23263-2009 |  |  |  |  | 扩项 | Expansion |  | 55 | 570-278,570-258
[10 empty] | 空气质量—散装材料—第一部分：商业散装材料中石棉的取样与定性检测 | Air quality — Bulk materials — Part 1: Sampling and qualitative determination of asbestos in commercial bulk materials | ISO 22262-1:2012 | ISO 22262-1:2012 |  |  |  |  | 扩项 | Expansion |  | 55 | 570-278,570-258
4 | 硫化橡胶或热塑性橡胶 | Conducting and dissipative rubbers |  | N | 密度 | density |  | 050899 |  | 硫化橡胶或热塑性橡胶密度的测定 | Rubber,vulcanized or thermoplastic-Determination of density | GB/T 533-2008 | GB/T 533-2008 |  |  | 只做方法 A, 浸渍法 |  | 扩项 | Expansion |  | 130 | 573-143
4 | 道路车辆用质子交换膜燃料电池模块 | Proton exchange membrane fuel cell modules for road vehicles |  | N | 低温储存试验 | Low temperature storage test |  | 031710 |  | 道路车辆用质子交换膜燃料电池模块 | Proton exchange membrane fuel cell modules for road vehicles | GB/T 33978-2017 | GB/T 33978-2017 | 6.13 | 6.13 |  |  | 扩项 | Expansion |  | 1 | 211-001,572-157,D576-036,573-837
[5 empty] | 高温储存试验 | High temperature storage test |  | 031710 |  | 道路车辆用质子交换膜燃料电池模块 | Proton exchange membrane fuel cell modules for road vehicles | GB/T 33978-2017 | GB/T 33978-2017 | 6.13 | 6.13 |  |  | 扩项 | Expansion |  | 1 | 211-001,572-157,D576-036,573-837
[5 empty] | 振动试验 | Vibration test |  | 031710 |  | 道路车辆用质子交换膜燃料电池模块 | Proton exchange membrane fuel cell modules for road vehicles | GB/T 33978-2017 | GB/T 33978-2017 | 6.12 | 6.12 |  |  | 扩项 | Expansion |  | 1 | 211-001,D576-036,573-837,573-493,574-526
4 | 零部件（环境试验） | components（Environment） |  | N | 化学负荷 | Chemical loads |  | 031799 |  | 道路车辆 电气及电子设备的环境条件和试验 第5部分：化学负荷 | Road vehicles - Environmental conditions and testing for electrical and electronic equipment - Part 5: Chemical loads | GB/T 28046.5-2013 | GB/T 28046.5-2013 |  |  |  |  | 扩项 | Expansion |  | 25
[5 empty] | 机械负荷 | Mechanical loads |  | 031799 |  | 道路车辆 电气及电子设备的环境条件和试验 第3部分：机械负荷 | Road vehicles - Environmental conditions and testing for electrical and electronic equipment - Part 3: Mechanical loads | GB/T 28046.3-2011 | GB/T 28046.3-2011 | 4.3,4.4,4.5 | 4.3,4.4,4.5 |  |  | 扩项 | Expansion |  | 20 | 573-225,573-032,579-083
[5 empty] | 气候负荷 | Climatic loads |  | 031799 |  | 道路车辆 电气及电子设备的环境条件和试验 第4部分：气候负荷 | Road vehicles - Environmental conditions and testing for electrical and electronic equipment - Part 4: Climatic loads | GB/T 28046.4-2011 | GB/T 28046.4-2011 | 5.1，5.2，5.3，5.5，5.6，5.7 | 5.1，5.2，5.3，5.5，5.6，5.7 |  |  | 扩项 | Expansion |  | 28 | 572-029,572-215,572-216,570-089,570-207,570-208
[5 empty] | 正弦及随机振动性能 | Environment test Vibration test |  | 031799 | Y | 电工电子产品环境试验 第2部分:试验方法 试验Fh:宽带随机振动(数字控制)和导则 | Environmental testing for electric and electronic products - Part 2: Test methods - Test Fh: Vibration、broad-band random(digital control) and guidance | GB/T 2423.56-2018 | GB/T 2423.56-2018 |  |  | 频率：5~2000HZ,加速度：1079m/s2,最大幅值：51mm |  | 变更 | Change |  | 450 | 576-009,576-010,570-089,572-029
5 | 燃料电池电动汽车 | Fuel cell electric vehicles |  | Y | 最高车速 | Maximum speed |  | 031702 |  | 燃料电池电动汽车 最高车速试验方法 | Fuel cell electric vehicles—Maximum speed test method | GB/T 26991-2011 | GB/T 26991-2011 | 5.5 | 5.5 | [5 empty] | ＞5 | 573-061,571-113,573-430,D573-263,D572-122
[5 empty] | 部件安装及防护 | parts installation and protection |  | 031712 |  | 燃料电池电动汽车 安全要求 | fuel cell electric vehicle safety requirements | GB/T 24549-2009 | GB/T 24549-2009 | 4.2.1 | 4.2.1 | [5 empty] | 5 | 570-107,D573-087,D574-098
[5 empty] | 燃料加注 | fuel adding |  | 031712 |  | 燃料电池电动汽车 安全要求 | fuel cell electric vehicle safety requirements | GB/T 24549-2009 | GB/T 24549-2009 | 4.2.2 | 4.2.2 | [5 empty] | 5 | 570-107,D573-087,D574-098
[5 empty] | 氢气储存与供给 | hydrogen storage and supply |  | 031712 |  | 燃料电池电动汽车 安全要求 | fuel cell electric vehicle safety requirements | GB/T 24549-2009 | GB/T 24549-2009 | 4.2.3 | 4.2.3 | [5 empty] | 5 | 570-107,D573-087,D574-098
[5 empty] | 氢气泄漏/释放 | Hydrogen release and leakage |  | 031712 |  | 燃料电池电动汽车 安全要求 | fuel cell electric vehicle safety requirements | GB/T 24549-2009 | GB/T 24549-2009 | 4.2.4 | 4.2.4 | [5 empty] | 5 | 570-107,D573-087,D574-098
[5 empty] | 泄漏 | release |  | 031712 |  | 燃料电池电动汽车 安全要求 | fuel cell electric vehicle safety requirements | GB/T 24549-2009 | GB/T 24549-2009 | 4.3.2 | 4.3.2 | [5 empty] | 5 | 570-107,D573-087,D574-098
[5 empty] | 泄漏探测 | leakage detection |  | 031712 |  | 燃料电池电动汽车 安全要求 | fuel cell electric vehicle safety requirements | GB/T 24549-2009 | GB/T 24549-2009 | 4.3.3 | 4.3.3 | [5 empty] | 5 | 570-107,D573-087,D574-098
[5 empty] | 安全措施检查 | Security check |  | 031712 |  | 燃料电池电动汽车 安全要求 | fuel cell electric vehicle safety requirements | GB/T 24549-2009 | GB/T 24549-2009 | 4.3.4 | 4.3.4 | [5 empty] | 5 | 570-107,D573-087,D574-098
[5 empty] | 接地要求 | ground connection |  | 031712 |  | 燃料电池电动汽车 安全要求 | fuel cell electric vehicle safety requirements | GB/T 24549-2009 | GB/T 24549-2009 | 4.3.5 | 4.3.5 | [5 empty] | 5 | 570-107,D573-087,D574-098
[5 empty] | 电路的电压级检查 | Circuit voltage level inspection |  | 031712 |  | 燃料电池电动汽车 安全要求 | fuel cell electric vehicle safety requirements | GB/T 24549-2009 | GB/T 24549-2009 | 4.4.1 | 4.4.1 | [5 empty] | 5 | 570-107,D573-087,D574-098
[5 empty] | 标识检查 | Identity check |  | 031712 |  | 燃料电池电动汽车 安全要求 | fuel cell electric vehicle safety requirements | GB/T 24549-2009 | GB/T 24549-2009 | 4.4.2 | 4.4.2 | [5 empty] | 5 | 570-107,D573-087,D574-098
[5 empty] | 触电防护要求 | prevention of electric shock |  | 031712 |  | 燃料电池电动汽车 安全要求 | fuel cell electric vehicle safety requirements | GB/T 24549-2009 | GB/T 24549-2009 | 4.4.3 | 4.4.3 | [5 empty] | 5 | 570-107,D573-087,D574-098
[5 empty] | 功能安全要求 | function safety requirements |  | 031712 |  | 燃料电池电动汽车 安全要求 | fuel cell electric vehicle safety requirements | GB/T 24549-2009 | GB/T 24549-2009 | 4.5 | 4.5 | [5 empty] | 5 | 570-107,D573-087,D574-098
[5 empty] | 对汽车在紧急情况下的反应的要求 | Emergency response of vehicle |  | 031712 |  | 燃料电池电动汽车 安全要求 | fuel cell electric vehicle safety requirements | GB/T 24549-2009 | GB/T 24549-2009 | 4.6 | 4.6 | [5 empty] | 5 | 570-107,D573-087,D574-098
[5 empty] | 储氢容器和管路的检查 | Hydrogen storage vessels and piping inspection |  | 031712 |  | 燃料电池电动汽车 安全要求 | fuel cell electric vehicle safety requirements | GB/T 24549-2009 | GB/T 24549-2009 | 4.6 | 4.6 | [5 empty] | 5 | 570-107,D573-087,D574-098
[5 empty] | 储氢容器的安装强度 | gas rack mounting strength |  | 031712 |  | 燃料电池电动汽车 车载氢系统 技术条件 | fuel cell electric vehicle onboard hydrogen system specification | GB/T 26990-2011 | GB/T 26990-2011 | 4.2 | 4.2 | [5 empty] | 5 | 573-493
[10 empty] | 燃料电池电动汽车 车载氢系统 试验方法 | fuel cell electric vehicle onboard hydrogen system test methods | GB/T 29126-2012 | GB/T 29126-2012 | 6.1.1 | 6.1.1 | [5 empty] | 5 | 573-493
[10 empty] | 燃气汽车专用装置的安全要求 | mounting requirements of special equipment for gas vehicle | GB19239-2013 | GB19239-2013 | [7 empty] | 50 | 573-327,577-041,579-137,579-144,JMJ-888-755,573-156,573-237
[5 empty] | 氢气泄漏量及检测 | Hydrogen leakage and testing |  | 031712 |  | 燃料电池电动汽车 车载氢系统 技术条件 | fuel cell electric vehicle onboard hydrogen system specification | GB/T 26990-2011 | GB/T 26990-2011 | 4.2 | 4.2 | [5 empty] | 5 | 570-092
[10 empty] | 燃料电池电动汽车 车载氢系统 试验方法 | fuel cell electric vehicle onboard hydrogen system test methods | GB/T 29126-2012 | GB/T 29126-2012 | 6.1.1 | 6.1.1 | [5 empty] | 5 | 570-092
[5 empty] | 氢气的排放 | Hydrogen emission |  | 031712 |  | 燃料电池电动汽车 车载氢系统 技术条件 | fuel cell electric vehicle onboard hydrogen system specification | GB/T 26990-2011 | GB/T 26990-2011 | 4.2 | 4.2 | [5 empty] | 5
[10 empty] | 燃料电池电动汽车 车载氢系统 试验方法 | fuel cell electric vehicle onboard hydrogen system test methods | GB/T 29126-2012 | GB/T 29126-2012 | 6.1.1 | 6.1.1 | [5 empty] | 5
[5 empty] | 对加氢口的要求 | Requirements for hydrogenation port |  | 031712 |  | 燃料电池电动汽车 车载氢系统 技术条件 | fuel cell electric vehicle onboard hydrogen system test methods | GB/T 29126-2012 | GB/T 29126-2012 | 6.1.2 | 6.1.2 | [5 empty] | 10
[10 empty] | 燃料电池电动汽车 车载氢系统 试验方法 | fuel cell electric vehicle onboard hydrogen system specification | GB/T 26990-2011 | GB/T 26990-2011 | 4.3 | 4.3 | [5 empty] | 10
[5 empty] | 续驶里程 | endurance mileage |  | 031702 |  | 中机函【2017】2号附件4 动力电池、燃料电池相关技术指标测试方法（试行） | annex 4 Power Battery、fuel cell related technical indicators test methods（Trial） | 中机函【2017】2号 附件4 动力电池、燃料电池相关技术指标测试方法（试行） | 中机函【2017】2号 附件4 动力电池、燃料电池相关技术指标测试方法（试行） | 4 | 4 | [5 empty] | 5 | 573-430,D572-049,D573-075,D573-239,573-465,573-436,570-182,571-113
5 | 燃料电池电动汽车 | Fuel cell electric vehicle |  | N | 怠速热机状态氢气排放 | Idle state hot start hydrogen emission |  | 031713 |  | 燃料电池电动汽车 整车氢气排放测试方法 | Fuel cell electric vehicles-Test methods of hydrogen emission | GB/T 37154-2018 | GB/T 37154-2018 | 6.1 | 6.1 |  |  |  |  | 2019 | 1 | 985-055,573-431,985-056
[5 empty] | 循环工况下热机状态氢气排放 | Drive cycle hydrogen emission |  | 031713 |  | 燃料电池电动汽车 整车氢气排放测试方法 | Fuel cell electric vehicles-Test methods of hydrogen emission | GB/T 37154-2018 | GB/T 37154-2018 | 6.2 | 6.2 |  |  |  |  | 2019 | 1 | 985-055,985-009,573-431
5 | 救护车 | Ambulance |  | N | 救护车医疗仓座椅及其固定装置的强度试验 | Strength requirement and test of ambulance medical warehouse seats,their anchorages |  | 031703 |  | 汽车座椅、座椅固定装置及头枕强度要求和试验方法 | Strength trquirement and test of automobile seats,their anchorages and any bead restraints | GB 15083-2019 | GB 15083-2019 |  |  |  |  | 变更 | Change |  | 0 | 573-327,577-041,579-144,579-137,JMJ-888-755,571-156,D573-237,D571-371,D571-461,D573-073,571-148,JMC-专-30
5 | 质子交换膜燃料电池发电系统 | PEMFC power system |  | N | 气密性试验 | Air tightness |  | 031713 |  | 质子交换膜燃料电池发电系统低温特性测试方法 | Test methods for proton membrane fuel cell power system at subzero environment | GB/T 33979-2017 | GB/T 33979-2017 | 7.2 | 7.2 |  |  |  |  | 2019 | 1 | 573-790,579-258
[5 empty] | 启动试验 | Start up |  | 031713 |  | 质子交换膜燃料电池发电系统低温特性测试方法 | Test methods for proton membrane fuel cell power system at subzero environment | GB/T 33979-2017 | GB/T 33979-2017 | 7.3 | 7.3 |  |  |  |  | 2019 | 1 | 573-790,579-258,574-620,574-622,574-658
[5 empty] | 发电性能试验 | Power generation performance |  | 031713 |  | 质子交换膜燃料电池发电系统低温特性测试方法 | Test methods for proton membrane fuel cell power system at subzero environment | GB/T 33979-2017 | GB/T 33979-2017 | 7.4 | 7.4 |  |  |  |  | 2019 | 1 | 573-790,579-258,574-620,574-622,574-658
[5 empty] | 关机试验 | Shut down |  | 031713 |  | 质子交换膜燃料电池发电系统低温特性测试方法 | Test methods for proton membrane fuel cell power system at subzero environment | GB/T 33979-2017 | GB/T 33979-2017 | 7.5 | 7.5 |  |  |  |  | 2019 | 1 | 573-790,579-258,574-620,574-622,574-658
[5 empty] | 低温存储试验 | low temperature storage |  | 031713 |  | 质子交换膜燃料电池发电系统低温特性测试方法 | Test methods for proton membrane fuel cell power system at subzero environment | GB/T 33979-2017 | GB/T 33979-2017 | 8.4.2 | 8.4.2 | 低温环境试验舱（容积：长*宽*高(5600*1950*2000)mm、温度：（-40～+100）℃。 | Low Temperature Chamber (Volume: L*W*H(5600*1950*2000)mm、Temp:（-40～+100）℃。 |  |  | 2019 | 1 | 573-790,579-258,574-620,574-622,574-658,572-189
[5 empty] | 低温启动及运行试验 | low temperature start up & running |  | 031713 |  | 质子交换膜燃料电池发电系统低温特性测试方法 | Test methods for proton membrane fuel cell power system at subzero environment | GB/T 33979-2017 | GB/T 33979-2017 | 8.4.3 | 8.4.3 | 低温环境试验舱（容积：长*宽*高(5600*1950*2000)mm、温度：（-40～+100）℃。 | Low Temperature Chamber (Volume: L*W*H(5600*1950*2000)mm、Temp:（-40～+100）℃。 |  |  | 2019 | 1 | 573-790,579-258,574-620,574-622,574-658,572-189
6 | 采血车 | Bloodmobile |  | N | 部分参数 | Partial Parameters |  | 031703 |  | 采血车技术条件 | Technical specifications for bloodmobile | QC/T 808-2009 | QC/T 808-2009 | 5 | 5 | 不测4.3.2配电装配系统安全性 | except for 4.3.2 collocation assembly system security. |  |  |  | 4 | 579-155,D576-016,D572-049,D573-258,573-430,D571-455
6 | 保温车、冷藏车 | refrigerator car、insulated van. |  | N | 全部参数 | All Parameters |  | 031703 |  | 保温车、冷藏车技术条件及试验方法 | Technical conditions test methods of insulated or refrigerated vehicles. | QC/T 449-2010 | QC/T 449-2010 | [7 empty] | 50 | D571-450,D573-239,571-093,571-113,579-056,573-361,573-358,573-430,D573-075,D572-049,570-071-1,D571-176,577-036,D573-087,573-347,578-021,573-056,573-063,D576-016,574-338
6 | 厢式运输车 | Box-type truck |  | N | 定型试验 | Approval evaluation test |  | 031703 |  | 厢式运输车 | Box-type truck | QC/T 453-2002 | QC/T 453-2002 | 4.1 | 4.1 | [5 empty] | 15 | 579-056,573-463
[5 empty] | 铆钉头与母体金属贴合面局部间隙检验 | Local gap test for surface between rivet and metal material |  | 031703 |  | 厢式运输车 | Box-type truck | QC/T 453-2002 | QC/T 453-2002 | 4.3 | 4.3 | [5 empty] | 15 | D571-454
[5 empty] | 车厢与底盘纵向对称度检验 | Longitudinal symmetry test between body and chassis |  | 031703 |  | 厢式运输车 | Box-type truck | QC/T 453-2002 | QC/T 453-2002 | 4.4 | 4.4 | [5 empty] | 15 | D571-459
[5 empty] | 淋雨试验 | Rain proof performance test |  | 031703 |  | 厢式运输车 | Box-type truck | QC/T 453-2002 | QC/T 453-2002 | 4.5 | 4.5 | [5 empty] | 15 | 573-535
6 | 修理车 | Repair vehicle |  | N | 全部参数 | All Parameters |  | 031703 |  | 修理车通用技术条件 | General technical requirements for repair vehicles | QC/T 493-1999 | QC/T 493-1999 | [7 empty] | 50 | 571-093,571-113,D571-450,D573-239,D574-152,572-062,574-160,579-056,573-358,573-430,D573-075,D572-049,570-071-1,579-056,573-358,578-021
6 | 炊事汽车 | Accommodation vehicle |  | N | 部分参数 | Partial Parameters |  |  |  | 炊事汽车通用技术条件 | General technical conditions of kitchen vehicles | QC/T 448-1999 | QC/T 448-1999 | 2.4 | 2.4 | 不测 1.1.5.3移动电站和自发电装置、1.1.20焊接质量。 | except for 1.1.5.3 molibe station and self-power devices、1.1.20 welding quality. |  |  |  | 15 | 573-535
6 | 旅居车 | Motor caravan |  | N | 全部参数 | All Parameters |  | 031703 |  | 旅居车 | Motor caravan | QC/T 776-2007 | QC/T 776-2007 | [7 empty] | 15 | 579-155,D572-049,D574-098,574-160,D574-149,D571-455,578-024,D573-263,579-056,573-056,573-063,573-346,D576-016,570-077,573-320,571-113,573-430,D571-455
6 | 救护车 | Ambulance |  | N | 全部参数 | All Parameters |  | 031703 |  | 救护车 | Ambulance | QC/T 457-2013 | QC/T 457-2013 | [7 empty] | 10 | 571-113,579-056,573-535,D576-016,573-430,D572-049,JML-280-1,D571-453,D571-450
[5 empty] | 救护车医疗仓座椅及其固定装置的强度试验 | Strength requirement and test of ambulance medical warehouse seats,their anchorages |  | 31703 |  | 汽车座椅、座椅固定装置及头枕强度要求和试验方法 | Strength trquirement and test of automobile seats,their anchorages and any bead restraints | GB 15083-2006 | GB 15083-2006 | [7 empty] | 0 | 573-327,577-041,579-144,579-137,JMJ-888-755,571-156,D573-237,D571-371,D571-461,D573-073,JMC-专-4,JMC-专-30
6 | 道路运输食品与生物制品冷藏车 | refrigerated van—road transportation—perishable food and biological product |  | N | 全部参数 | All Parameters |  | 031703 |  | 道路运输食品与生物制品冷藏车安全要求及试验方法 | Security requirement and test methods of refrigerated van—road transportation—perishable food and biological product | GB 29753-2013 | GB 29753-2013 | [7 empty] | 6 | D571-450,D573-239,571-093,571-113,579-056,573-361,573-358,573-430,D573-075,D572-049,570-071-1,D571-176,577-036,D573-087,573-347,578-021,573-056,573-063,D576-016,574-338
6 | 旅居车 | Motor caravan |  | N | 部分参数 | Part Parameters |  | 031703 |  | 旅居挂车技术要求 | Technical requirements for caravans | GB/T 36121-2018 | GB/T 36121-2018 |  |  | 不做8.3 | Except for 8.3 |  |  | 2019 | 2 | 573-535,D572-049,D571-440,570-157,573-061,D574-085,D576-007,D572-185,579-136,573-455,573-459
7 | 危险货物运输车 | Dangerous goods transport vehicle |  | N | 全部参数 | All Parameters |  | 031703 |  | 危险货物运输车辆结构要求 | Provisions of vehicle for the carriage of dangerous goods with regard to their specific constructional features | GB 21668-2008 | GB 21668-2008 | [7 empty] | 10 | D571-450,D573-239,571-093,571-113,579-056,573-361,573-358,573-430,D573-075,D572-049,570-071-1,D571-176,577-036,D573-087,573-347,578-021,573-056,573-063,D576-016,574-338
7 | 混凝土搅拌运输车 | Concrete mixing truck |  | N | 全部参数 | All Parameters |  | 031703 |  | 混凝土搅拌运输车技术条件和试验方法 | Concrete truck mixer-requirements and test methods | QC/T 667-2010 | QC/T 667-2010 | [7 empty] | 10 | D572-049,D571-449,D573-263,571-113,579-056,573-430,D573-258,573-346,D574-149,D576-016,573-124,571-093,573-056,573-063,570-035,570-072,D570-018,D570-021,573-361,573-460,570-095,570-094,578-024,D574-149
7 | 运油车、加油车 | tanker and refueller |  | N | 部分参数 | Partial Parameters |  | 031703 |  | 运油车、加油车技术条件 | Technical specifications and Test motheds of fule tanker and refueller | QC/T 653-2000 | QC/T 653-2000 |  |  | 不测5.1.11焊接质量、5.1.16涂镀层和化学处理、5.2.8导静电防腐涂料、5.3.9压力加油接嘴、5.4.5导静电拖地胶带。 | except for 5.1.11 weld quality、5.1.16 coating and chemical treatment、5.2.8 antistatic anticorrosion coating、5.3.9 pressure refueling nozzle、5.4.5 electrostatic trailing tape. |  |  |  | 6 | D572-049,D571-449,D573-263,571-113,579-056,573-430,D573-258,573-346,D574-149,D576-016,573-124,571-093,573-056,573-063,570-035,570-072,D570-018,D570-021,573-361,573-460,570-095,570-094,578-024,D574-149
7 | 爆炸品和剧毒化学品车 | Explosives and toxic chemicals vehicles |  | N | 全部参数 | All Parameters |  | 031703 |  | 道路运输爆炸品和剧毒化学品车辆安全技术条件 | Safety specifications for road transportation vehicle of explosive substance and chemical toxic substance | GB 20300-2018 | GB 20300-2018 | [7 empty] | 8 | D571-450,D573-239,571-093,571-113,579-056,573-361,573-358,573-430,D573-075,D572-049,570-071-1,D571-176,577-036,D573-087,573-347,578-021,573-056,573-063,D576-016,574-338
7 | 干混砂浆运输车 | Dry-mixed mortar vehicle |  | N | 全部参数 | All Parameters |  | 031703 |  | 干混砂浆运输车 | Dry-mixed mortar vehicle | QC/T 956-2013 | QC/T 956-2013 | [7 empty] | 2 | D576-017,D571-453,571-113,578-020,570-071-1,JML-268-29
7 | 洗扫车 | Cleaning sweeper truck |  | N | 全部参数 | All Parameters |  | 031703 |  | 洗扫车 | Cleaning sweeper truck | QC/T 957-2013 | QC/T 957-2013 | [7 empty] | >10 | D576-017,573-517,D573-008,D571-449,578-020,579-056,571-113,JML-268-29,JML-280-1
7 | 餐厨垃圾车 | Kitchen garbage vehicle |  | N | 全部参数 | All Parameters |  | 031703 |  | 餐厨垃圾车 | Kitchen garbage vehicle | QC/T 935-2013 | QC/T 935-2013 | [7 empty] | >10 | D571-453,D576-017,578-020,571-113,571-093,570-071-1,573-156
7 | 环卫车 | Environmental sanitation vehicle |  | Y | 驾驶员耳旁噪声 | Driver's ear noise |  | 031703 |  | 环卫车技术与配置要求 | Requirements for technology and configure of environmental sanitation vehicle | DB31/T681-2015 | DB31/T681-2015 | 5.1.5 | 5.1.5 | [5 empty] | >50 | 578-022,D571-450,573-062
[5 empty] | 作业噪声 | Operation noise |  | 031703 |  | 环卫车技术与配置要求 | Requirements for technology and configure of environmental sanitation vehicle | DB31/T681-2015 | DB31/T681-2015 | 5.1.6 | 5.1.6 | [5 empty] | >50 | 578-022,D571-450
[5 empty] | 整备质量、外廓尺寸 | Curb weight、overall size |  | 031703 |  | 环卫车技术与配置要求 | Requirements for technology and configure of environmental sanitation vehicle | DB31/T681-2015 | DB31/T681-2015 | 5.1.7 | 5.1.7 | [5 empty] | >50 | 571-113,D571-450
[5 empty] | 电安全要求 | Electrical safety requirements |  | 031703 |  | 环卫车技术与配置要求 | Requirements for technology and configure of environmental sanitation vehicle | DB31/T681-2015 | DB31/T681-2015 | 5.2.1 | 5.2.1 | [5 empty] | >50 | D574-152
[5 empty] | 续驶里程 | Driving course |  | 031703 |  | 环卫车技术与配置要求 | Requirements for technology and configure of environmental sanitation vehicle | DB31/T681-2015 | DB31/T681-2015 | 5.2.3 | 5.2.3 | [5 empty] | >50 | 573-061
[5 empty] | 专项要求 | Special requirement |  | 031703 |  | 环卫车技术与配置要求 | Requirements for technology and configure of environmental sanitation vehicle | DB31/T681-2015 | DB31/T681-2015 | 5.3 | 5.3 | 不测吸粪车的H2S消除率和NH4消除率。 | Except for H2S elimination rate and NH4 elimination rate of fecal suction truck. |  |  |  | >50 | D576-016,D571-450,571-093,D573-008,570-178,577-044
7 | 运油车、加油车 | tanker and refueller |  | N | 部分参数 | Part Parameters |  | 031703 |  | 运油车辆和加油车辆安全技术条件 | Safety technical requirements of oil transport tankers and refueling tankers | GB36220-2018 | GB36220-2018 |  |  | 不做4.2.1,4.2.4.1,4.2.4.2,4.2.5.2,4.2.8.2 | Except for4.2.1,4.2.4.1,4.2.4.2,4.2.5.2,4.2.8.2 |  |  | 2019 | 2 | D571-449,573-321,573-465,573-360,573-358,573-430,D573-264,573-346,573-361,577-046,D571-176,D576-017,578-020,578-022,573-594,573-347,D571-315,D571-280,D571-461,573-082,D573-087
8 | 高空作业车 | vehicle-mounted mobile elevating work platform |  | N | 全部参数 | All Parameters |  | 031703 |  | 高空作业车 | hydraulic aerial cage | QC/T 719-2004 | QC/T 719-2004 | [7 empty] | 6 | D572-049,D571-449,D573-263,571-113,579-056,573-430,D573-258,573-346,D574-149,D576-016,573-124,571-093,573-056,573-063,570-035,570-072,D570-018,D570-021,573-361,573-460,570-095,570-094,578-024,D574-149
8 | 随车起重运输车 | truck with loading crane |  | N | 部分参数 | Partial Parameters |  | 031703 |  | 随车起重运输车 | Truck with loading crane | QC/T 459-2014 | QC/T 459-2014 |  |  | 不测4.1.5焊接件的焊缝、4.6.1液压系统。 | except for 4.1.5 welding parts of the weld、4.6.1 hydraulic system. |  |  |  | 6 | D571-450,578-023,579-056,571-113,571-093,D572-049,573-347,D573-087,D573-075,570-079,573-063,570-035,D570-072
9 | 摩托车和轻便摩托车 | Motorcycle and Moped |  | N | 喇叭安装性能 | fitting performance of Horn |  | 031704 |  | 机动车用喇叭的性能要求及试验方法 | Performance requirements and test methods of horn for motor vehicles | GB 15742-2019 | GB 15742-2019 | 4 | 4 |  |  |  |  | 2001 | 500 | D571-192
9 | 摩托车和轻便摩托车 | Motorcycle and Moped |  | N | 尺寸参数的测量 | Measurement of dimensions parameter |  | 031704 |  | 摩托车和轻便摩托车尺寸和质量参数的测定方法 | Measuring method of dimensions and masses parameter for motorcycles and mopeds | GB/T 5373-2019 | GB/T 5373-2019 | 5 | 5 |  |  | 变更 | Change |  | 2 | D573-116,D571-192,571-113,D571-444
[5 empty] | 质量参数的测量 | Measurement of masses parameter |  | 031704 |  | 摩托车和轻便摩托车尺寸和质量参数的测定方法 | Measuring method of dimensions and masses parameter for motorcycles and mopeds | GB/T 5373-2019 | GB/T 5373-2019 | 6 | 6 |  |  | 变更 | Change |  | 2 | D573-116,D571-192,571-113,D571-444
9 | 营运车辆 | Commercial viecle |  | N | 安全性能 | Safety property |  | 031703 |  | 危险货物道路运输营运车辆安全技术条件 | Safety technical specifications for commercial vehicle carrying dangerous goods | JT/T 1285-2019 | JT/T 1285-2019 |  |  | 不做7.1.5,7.1.7,7.2.1.2,7.4.2,7.4.3,7.5a） | Except for 7.1.5,7.1.7,7.2.1.2,7.4.2,7.4.3,7.5a） | 扩项 | Expansion |  | 2 | 573-601,573-796,782-927,573-764,D573-263,573-759,572-133,573-457,579-248,573-347,573-470,573-594
10 | 清障车 | Tow truck |  | N | 部分参数 | Partial Parameters |  | 031703 |  | 清障车 | Tow truck | QC/T 645-2005 | QC/T 645-2005 |  |  | 不测4.5.1液压系统、4.5.2液压元件. | except for 4.5.1 hydraulic system、4.5.2 hydraulic component. |  |  |  | 6 | 573-465,573-460,573-481,573-054,D571-158,D571-440,D572-049,D573-075,D573-265,571-113,570-035,D576-016
10 | 扫路车 | Sweeper truck |  | N | 全部参数 | All Parameters |  | 031703 |  | 扫路车 | Sweeper truck | QC/T 51-2006 | QC/T 51-2006 | [7 empty] | 40 | D571-450,571-113,D573-239,571-093,D571-176,577-036,D573-087,573-347,578-021,573-430,D572-049,D573-075,570-079,573-056,573-063,579-056,573-361,573-358,570-071-1,D576-016,D573-008,570-035,D570-018,D570-021
10 | 车辆运输车 | car carriers |  | N | 外廓尺寸、轴荷、质量限值、外摆值 | limits of dimensions,axle load,masses,external swing value |  | 031701 |  | 车辆运输车通用技术条件 | Technical specification for car carriers | GB/T 26774-2016 | GB/T 26774-2016 | 4.1.6 | 4.1.6 | [5 empty] | 6 | D571-450,571-113
[5 empty] | 制动性能 | Braking systems |  | 031702 |  | 车辆运输车通用技术条件 | Technical specification for car carriers | GB/T 26774-2016 | GB/T 26774-2016 | 4.2.1 | 4.2.1 | [5 empty] | 6 | 579-056,573-430,D572-049,571-113
[5 empty] | 比功率、最高车速 | Specific power,maxium speed |  | 031702 |  | 车辆运输车通用技术条件 | Technical specification for car carriers | GB/T 26774-2016 | GB/T 26774-2016 | 4.2.2 | 4.2.2 | [5 empty] | 6 | 571-113,579-056,D572-049,573-430
[5 empty] | 后部放大系数 | rearward amplifacation |  | 031702 |  | 车辆运输车通用技术条件 | Technical specification for car carriers | GB/T 26774-2016 | GB/T 26774-2016 | 4.2.3 | 4.2.3 | [5 empty] | 6 | 573-455
[5 empty] | 最大偏移量 | maxium horizontal offset |  | 031701 |  | 车辆运输车通用技术条件 | Technical specification for car carriers | GB/T 26774-2016 | GB/T 26774-2016 | 4.2.4 | 4.2.4 | [5 empty] | 6 | D571-450
[5 empty] | 距离 | dimensions |  | 031701 |  | 车辆运输车通用技术条件 | Technical specification for car carriers | GB/T 26774-2016 | GB/T 26774-2016 | 4.3.5 | 4.3.5 | [5 empty] | 6 | D571-450
[5 empty] | 最小离地间隙 | minium ground clearance |  | 031701 |  | 车辆运输车通用技术条件 | Technical specification for car carriers | GB/T 26774-2016 | GB/T 26774-2016 | 4.3.8 | 4.3.8 | [5 empty] | 6 | D571-450
[5 empty] | 间隙 | gap |  | 031701 |  | 车辆运输车通用技术条件 | Technical specification for car carriers | GB/T 26774-2016 | GB/T 26774-2016 | 4.5.2 | 4.5.2 | [5 empty] | 6 | D571-241
[5 empty] | 间隙 | gap |  | 031701 |  | 车辆运输车通用技术条件 | Technical specification for car carriers | GB/T 26774-2016 | GB/T 26774-2016 | 4.6.2 | 4.6.2 | [5 empty] | 6 | D571-315
[5 empty] | 货台与地面夹角 | separation angle |  | 031701 |  | 车辆运输车通用技术条件 | Technical specification for car carriers | GB/T 26774-2016 | GB/T 26774-2016 | 4.6.3 | 4.6.3 | [5 empty] | 6 | 571-093
[5 empty] | 机械升降操纵杆操纵力 | controller force |  | 031701 |  | 车辆运输车通用技术条件 | Technical specification for car carriers | GB/T 26774-2016 | GB/T 26774-2016 | 4.7.6 | 4.7.6 | [5 empty] | 6 | D573-087
[5 empty] | 液压系统工作时间 | running time of the pressure system |  | 031701 |  | 车辆运输车通用技术条件 | Technical specification for car carriers | GB/T 26774-2016 | GB/T 26774-2016 | 4.7.7 | 4.7.7 | [5 empty] | 6 | D576-016
10 | 混凝土泵车 | Truck mounted concrete pump |  | N | 全部参数 | All Parameters |  | 031703 |  | 混凝土泵车 | Truck mounted concrete pump | QC/T 718-2013 | QC/T 718-2013 | [7 empty] | 8 | D571-459,D576-016,571-113,D574-001,578-021
10 | 桥梁检测车 | Bridge inspection vehicle |  | N | 部分参数 | Partial Parameters |  | 031703 |  | 桥梁检测车 | Bridge inspection vehicle | QC/T 826-2010 | QC/T 826-2010 |  |  | 不测5.1.18焊接件、5.8.1液压系统、5.8.2液压系统元件. | except for5.1.18 structural welding、5.8.1 hydraulic system、5.8.2 hydraulic system component. |  |  |  | 8 | D571-455,D576-016,571-113,571-093,D573-263,D572-049,D573-258,573-063,573-430,D576-016,578-024,570-094,578-021,570-035,D570-021,570-071-1,579-056,573-460,D573-087,573-347
10 | 护栏抢修车 | Guardrail repair car |  | Y | 全部参数 | All Parameters |  | 031703 |  | 护栏抢修车 | Guardrail repair car | QC/T 937-2013 | QC/T 937-2013 | [7 empty] | 8 | D576-017,D571-453,571-113,571-093,570-071-1,JML-268-29,JML-280-1
10 | 道路运输食品与生物制品冷藏车 | Road transport of food andBio-product refrigerated truck |  | N | 全部参数 | All Parameters |  | 031703 |  | 营运货车安全技术条件第2部分：牵引车辆与挂车 | Safety specification for commerciai vehicle for cargos transportation-Part 2: Towing vehicle and trailer | JT/T 1178.2-2019 | JT/T 1178.2-2019 | 4.12 | 4.12 |  |  |  |  | 2019 | 2 | 573-062,571-113,573-061,573-339,579-026-2,579-026-3,D572-049,572-084,573-602,D573-285,D573-184
11 | 营运客车 | commercial bus |  | N | 安全性能 | Safety property |  | 031701 |  | 营运客车安全技术条件 | Safety specifications for commercial bus | JT/T1094-2016 | JT/T1094-2016 | 4.1.5,4.1.6 ,4.3.4 | 4.1.5,4.1.6 ,4.3.4 |  |  |  |  | 2018 | 4 | 573-061,573-430,D573-263,D572-185,D576-016,D572-121
11 | 营运货车 | commerciai vehicle for cargos transportation |  | N | 安全性能 | Safety property |  | 031701 |  | 营运货车安全技术条件 第1部分：载货汽车 | Safety specification for commerciai vehicle for cargos transportation-Part1:Goods vehicle | JT/T1178.1-2018 | JT/T1178.1-2018 | 5.7,8.1,4.6,6.8,附录C试验B | 5.7,8.1,4.6,6.8,Appendix C test B |  |  |  |  | 2018 | 4 | 573-395,571-113,D571-450,D573-087
[10 empty] | 营运货车安全技术条件第2部分：牵引车辆与挂车 | Safety specification for commerciai vehicle for cargos transportation-Part 2: Towing vehicle and trailer | JT/T 1178.2-2019 | JT/T 1178.2-2019 | 4.1、4.11、6、8、10.2、10.4、10.5、10.6 | 4.1、4.11、6、8、10.2、10.4、10.5、10.6 | 不做4.14,6.7,6.11,附录C | Except for 4.14,6.7,6.11,Appendix C |  |  | 2019 | 2 | 573-062,571-113,573-061,573-339,579-026-2,579-026-3,D572-049,572-084,573-602,D573-285,D573-184
12 | 摆臂式自装卸汽车 | Swept-body dump truck |  | N | 部分参数 | Partial Parameters |  | 031703 |  | 摆臂式自装卸汽车 | Swept-body dump truck | QC/T 439-2013 | QC/T 439-2013 |  |  | QC/T439-2013不测4.2.10结构件的焊接、4.5.1液压系统. | QC/T439-2013except for 4.2.10 structural welding、4.5.1 hydraulic system. |  |  |  | 6 | D571-450,JML-280-1,571-093,571-113,571-093,D571-176,577-036
[10 empty] | 自卸汽车通用技术条件 | The technical requirement of auto dumper | QC/T 222-2010 | QC/T 222-2010 | [7 empty] | 15 | D571-450,JML-280-1,D571-450,571-113,D573-239,571-093,D571-176,577-036,D573-087,573-347,578-021,573-430,D572-049,D573-075,573-056,573-063,579-056,573-361,573-358,579-024,D576-016,579-067,D570-018,D570-019
[10 empty] | 自卸汽车试验方法 | Test code for auto dumper | QC/T 223-2010 | QC/T 223-2010 | [7 empty] | 15 | D571-450,JML-280-1,D571-450,571-113,D573-239,571-093,D571-176,577-036,D573-087,573-347,578-021,573-430,D572-049,D573-075,573-056,573-063,579-056,573-361,573-358,579-024,D576-016,579-067,D570-018,D570-019
12 | 车厢可卸式垃圾车 | Detachable container garbage collector |  | N | 全部参数 | All Parameters |  | 031703 |  | 车厢可卸式垃圾车 | Detachable container garbage collector | QC/T 936-2013 | QC/T 936-2013 | [7 empty] | 20 | D576-017,D571-453,571-113,571-093,570-071-1,JML-268-29
12 | 充电桩 | Charger point |  | N | 电磁兼容（EMC） | EMC |  | 1299 |  | 电动汽车充电设备检验试验规范 第 2 部分：交流充电桩 | Inspection and test specification for electric vehicle charger equipment Part 2：A.C charging spot | NB/T 33008.2-2018 | NB/T 33008.2-2018 | 5.23 | 5.23 |  |  | 变更 | Change |  | >20 | 574-135,574-209,574-569,574-125,574-575,574-218,574-577,574-181,574-182,574-292,574-293,574-380,574-190,574-198,574-124,574-327,574-351,574-520,574-584,574-141,574-192,574-602,574-601,574-600,574-599,574-598,574-597,574-596,574-521,574-586,574-587,574-588,574-589,574-217,574-218,574-392,574-393,574-517,574-518,574-550,574-626,574-603,574-132,574-519,574-605,574-606,574-607,574-604,574-608,574-380,574-381,574-299,574-289,574-377,574-382,574-291,574-379,574-221,574-440,574-428,574-388,574-389,574-390,574-391,574-392,574-393,574-394,574-395,574-429,574-430,574-431,574-432,574-433,574-671,574-294,574-707,574-675
[5 empty] | 电磁兼容（EMI） | EMI |  | 1299 |  | 电动汽车充电设备检验试验规范 第 1 部分：非车载充电机 | Inspection and test specification for electric vehicle charger equipment Part 1：off-board charger | NB/T 33008.1-2018 | NB/T 33008.1-2018 | 5.26 | 5.26 |  |  | 变更 | Change |  | >20 | 574-135,574-209,574-569,574-125,574-575,574-218,574-577,574-181,574-182,574-292,574-293,574-380
[10 empty] | 电动汽车非车载传导式充电机技术条件 | Specification for electric vehicle off-board conductive charger | NB/T 33001-2018 | NB/T 33001-2018 | 7.20.6 | 7.20.6 |  |  | 变更 | Change |  | >20 | 574-135,574-209,574-569,574-125,574-575,574-218,574-577,574-181,574-182,574-292,574-293,574-380
[10 empty] | 电动汽车交流充电桩技术条件 | Specification for electric vehicle A.C charger point | NB/T 33002-2018 | NB/T 33002-2018 | 7.15 | 7.15 |  |  | 变更 | Change |  | >20 | 574-135,574-209,574-569,574-125,574-575,574-218,574-577,574-181,574-182,574-292,574-293,574-380
[5 empty] | 电磁兼容（EMS） | EMS |  | 1299 |  | 电动汽车充电设备检验试验规范 第 1 部分：非车载充电机 | Inspection and test specification for electric vehicle charger equipment Part 1：off-board charger | NB/T 33008.1-2018 | NB/T 33008.1-2018 | 5.26 | 5.26 |  |  | 变更 | Change |  | >20 | 574-190,574-198,574-124,574-327,574-351,574-520,574-584,574-141,574-192,574-602,574-601,574-600,574-599,574-598,574-597,574-596,574-521,574-586,574-587,574-588,574-589,574-217,574-218,574-392,574-393,574-517,574-518,574-550,574-626,574-603,574-132,574-519,574-605,574-606,574-607,574-604,574-608,574-380,574-381,574-299,574-289,574-377,574-382,574-291,574-379,574-221,574-440,574-428,574-388,574-389,574-390,574-391,574-392,574-393,574-394,574-395,574-429,574-430,574-431,574-432,574-433
[10 empty] | 电动汽车非车载传导式充电机技术条件 | Specification for electric vehicle off-board conductive charger | NB/T 33001-2018 | NB/T 33001-2018 | 7.20.5 | 7.20.5 |  |  | 变更 | Change |  | >20 | 574-190,574-198,574-124,574-327,574-351,574-520,574-584,574-141,574-192,574-602,574-601,574-600,574-599,574-598,574-597,574-596,574-521,574-586,574-587,574-588,574-589,574-217,574-218,574-392,574-393,574-517,574-518,574-550,574-626,574-603,574-132,574-519,574-605,574-606,574-607,574-604,574-608,574-380,574-381,574-299,574-289,574-377,574-382,574-291,574-379,574-221,574-440,574-428,574-388,574-389,574-390,574-391,574-392,574-393,574-394,574-395,574-429,574-430,574-431,574-432,574-433
[10 empty] | 电动汽车交流充电桩技术条件 | Specification for electric vehicle A.C charger point | NB/T 33002-2018 | NB/T 33002-2018 | 7.15 | 7.15 |  |  | 变更 | Change |  | >20 | 574-190,574-198,574-124,574-327,574-351,574-520,574-584,574-141,574-192,574-602,574-601,574-600,574-599,574-598,574-597,574-596,574-521,574-586,574-587,574-588,574-589,574-217,574-218,574-392,574-393,574-517,574-518,574-550,574-626,574-603,574-132,574-519,574-605,574-606,574-607,574-604,574-608,574-380,574-381,574-299,574-289,574-377,574-382,574-291,574-379,574-221,574-440,574-428,574-388,574-389,574-390,574-391,574-392,574-393,574-394,574-395,574-429,574-430,574-431,574-432,574-433
12 | 垃圾车 | Refuse collection vehicle |  | N | 全部参数 | All Parameters |  | 031703 |  | 垃圾车 | Refuse collection vehicle | QC/T 52-2015 | QC/T 52-2015 | [7 empty] | 50 | D571-450,571-113,D573-239,571-093,D571-176,577-036,578-021,573-430,D572-049,D573-075,570-079,573-056,573-063,579-056,573-361,573-358,570-071-1,D576-016,D573-008,570-035,D570-021
13 | 车用发动机 | engines on vehicles |  | N | 压燃式、气体燃料点燃式发动机排气污染物 | Exhaust pollutants from compression ignition and gas fuelled positive ignition engines of vehicles |  | 031104 |  | 车用压燃式发动机排气污染物排放限值及测试方法 | Limits and measurement methods for exhaust pollutants from compression ignition (C.I.) engines and vehicles equipped with C.I. engines | GB 17691-2001 | GB 17691-2001 | [7 empty] | 0 | 573-477,573-476,573-183,573-498,570-095,573-182,573-182-1,570-148,570-147,573-478,570-174,573-480,573-513,573-590,573-591,573-592
[10 empty] | 车用压燃式、气体燃料点燃式发动机与汽车排气污染物排放限值及测试方法（中国Ⅲ、Ⅳ、Ⅴ阶段） | Limits and measurement methods for exhaust pollutants from compression ignition and gas fuelled positive ignition engines of vehicles （Ⅲ, Ⅳ, Ⅴ） | GB 17691-2005 | GB 17691-2005 | 7.2 附录B | 7.2 Appendix B | [5 empty] | 42 | 573-477,573-476,573-183,573-498,570-095,573-182,573-182-1,570-148,570-147,573-478,570-174,573-480,573-513,573-590,573-591,573-592,570-126
[10 empty] | 车用压燃式、气体燃料点燃式发动机与汽车排气污染物排放限值及测试方法（中国Ⅲ、Ⅳ、Ⅴ阶段）修改方案 | Limits and measurement methods for exhaust pollutants from compression ignition and gas fuelled positive ignition engines of vehicles （Ⅲ, Ⅳ, Ⅴ） | GB 17691-2005 | GB 17691-2005 | [7 empty] | 0 | 573-477,573-476,573-183,573-498,570-095,573-182,573-182-1,570-148,570-147,573-478,570-174,573-480,573-513,573-590,573-591,573-592,570-126
[10 empty] | 重型柴油车污染物排放限值及测量方法 （中国第六阶段） | Limits and measurement methods for emissions from diesel fuelled heavy-duty vehicles (CHINA VI) | GB 17691-2018 | GB 17691-2018 | 附录C、附录E | Appendix C、Appendix E |  |  |  |  | 2018.7 | 5 | 573-477,573-476,573-183,573-498,570-095,573-182,570-148,570-147,573-478,570-174,573-480,573-513,573-590,573-591,573-592
[10 empty] | 三轮汽车和低速货车用柴油机排气污染物排放限值及测量方法（中国Ⅰ、Ⅱ阶段） | Limits and measurement methods for exhaust pollutants from diesel engines of tri-wheel & low-speed goods vehicles | GB 19756-2005 | GB 19756-2005 | 5.2 附录B | 5.2 Appendix B | [5 empty] | 0 | 573-477,573-476,573-183,573-498,570-095,573-182,573-182-1,570-148,570-147,573-478,570-174,573-480,573-513,573-590,573-591,573-592
[10 empty] | 车用压燃式、气体燃料点燃式发动机与汽车排气污染物排放限值及测量方法（台架工况法） | Limits and measurement methods for exhaust pollutants from compression ignition and gas fuelled positive ignition engines of vehicles(Bench mode methods) | DB11/964-2013 | DB11/964-2013 | 4.2 附录A | 4.2 Appendix A | [5 empty] | 0 | 573-477,573-476,573-183,573-498,570-095,573-182,573-182-1,570-148,570-147,573-478,570-174,573-480,573-513,573-590,573-591,573-592
[10 empty] | 城市车辆用柴油发动机排气污染物排放限值及测量方法（WHTC工况法） | Limits and measurement methods for exhaust pollutants from diesel engines of urban vehicles（WHTC） | HJ 689-2014 | HJ 689-2014 | 5.1 附录A | 5.1 Appendix A | [5 empty] | 21 | 573-477,573-476,573-183,573-498,570-095,573-182,573-182-1,570-148,570-147,573-478,570-174,573-480,573-513,573-590,573-591,573-592
[10 empty] | 重型车排放控制 | Emission Control for Heavy Vehicles | ADR 80/03 | ADR 80/03 | [7 empty] | 0 | 573-477,573-476,573-183,573-498,570-095,573-182,573-182-1,570-148,570-147,573-478,570-174,573-480,573-513,573-590,573-591,573-592
[10 empty] | 关于车用压燃式和点燃式发动机气体和颗粒污染物应对措施的统一规定 | Uniform provisions concerning the measures to be taken against the emission of caseous and particulate pollutants from compression ignition engines and positive ignition engines for use in vehicles | ECE R49 Rev7 | ECE R49 Rev7 | [7 empty] | 0 | 573-477,573-476,573-183,573-498,570-095,573-182,573-182-1,570-148,570-147,573-478,570-174,573-480,573-513,573-590,573-591,573-592,570-126
[10 empty] | 重型发动机排放 | type-approval of motor vehicles and engines with respect to emissions from heavy duty vehicles (Euro VI) and on access to vehicle repair and maintenance information | (EC)595/2009 | (EC)595/2009 | [7 empty] | 0 | 573-477,573-476,573-183,573-498,570-095,573-182,573-182-1,570-148,570-147,573-478,570-174,573-480,573-513,573-590,573-591,573-592
[10 empty] | 车用压燃式、气体燃料点燃式发动机与汽车在用符合性技术要求 | In service conformity of compression ignition and gas fuelled positive ignition engines of vehicles | HJ 439-2008 | HJ 439-2008 | 4 | 4 | [5 empty] | 0 | 573-477,573-476,573-183,573-498,570-095,573-182,573-182-1,570-148,570-147,573-478,570-174,573-480,573-513,573-590,573-591,573-592,570-126
[10 empty] | 插电式混合动力电动商用车技术条件 | Plug-in hybrid electric commercial vehicle- Specifications | GB/T34598-2017 | GB/T34598-2017 | 4.3 | 4.3 | [5 empty] | 40 | 573-477,573-476,573-183,573-498,570-095,573-182,573-182-1,570-148,570-147,573-478,570-174,573-480,573-513,573-590,573-591,573-592,570-126
[5 empty] | 压燃式、气体燃料点燃式OBD | OBD |  | 031104 |  | 车用压燃式、气体燃料点燃式发动机与汽车车载诊断(OBD)系统技术要求 | Technical specificationFor on-board diagnostic(OBD) system of Compression ignition and gas fuelled positive ignition engines of vehicles | HJ 437-2008 | HJ 437-2008 | 5 附录B | 5 Appendix B | [5 empty] | 6 | 573-477,573-476,573-183,573-498,570-095,573-182,573-182-1,570-148,570-147,573-478,570-174,573-480,573-513,573-590,573-591,573-592
[10 empty] | 重型柴油车污染物排放限值及测量方法（中国第六阶段） | Limits and measurement methods for emissions from diesel fuelledheavy-duty vehicles (CHINA VI) | GB 17691-2018 | GB 17691-2018 | 附录F、附录G | Appendix F、Appendix G |  |  |  |  | 2018.7 | 5 | 573-477,573-476,573-183,573-498,570-095,573-182,570-148,570-147,573-478,570-174,573-480,573-513,573-590,573-591,573-592
[5 empty] | 压燃式、气体燃料点燃式发动机排放耐久性 | Durability of Emission Control Systems for Heavy-duty Vehicles |  | 031104 |  | 车用压燃式、气体燃料点燃式发动机与汽车排放控制系统耐久性技术要求 | Durability of Emission control systems of compression ignition And gas fuelled positive ignition engines of vehicles | HJ 438-2008 | HJ 438-2008 | 5 附录A | 5 Appendix A | [5 empty] | 6 | 573-477,573-476,573-183,573-498,573-497,573-587,573-588,573-589
[10 empty] | 重型汽车排气污染物排放控制系统耐久性要求及试验方法 | Test Procedures and Requirement of Durability of Emission Control Systems for Heavy-duty Vehicles | GB 20890-2007 | GB 20890-2007 | 5 附录A | 5 Appendix A | [5 empty] | 6 | 573-477,573-476,573-183,573-498,573-497,573-587,573-588,573-589
[10 empty] | 重型柴油车污染物排放限值及测量方法（中国第六阶段） | Limits and measurement methods for emissions from diesel fuelledheavy-duty vehicles (CHINA VI) | GB 17691-2018 | GB 17691-2018 | 附录H | Appendix H |  |  |  |  | 2018.7 | 4 | 573-477,573-476,573-183,573-498,570-095,573-182,570-148,570-147,573-478,570-174,573-480,573-513,573-590,573-591,573-592
[5 empty] | 压燃式发动机排气可见污染物 | Exhaust smoke from C.I.E. |  | 031104 |  | 车用压燃式发动机和压燃式发动机汽车排气烟度排放限值及测量方法 | Limits and measurement methods for exhaust smoke from C.I.E.(Compression Ignition Engine) and vehicle equipped with C.I.E.engines | GB 3847-2005 | GB 3847-2005 | 第Ⅰ部分 | Part Ⅰ | 不用在用汽车加载减速试验 | Not appliable for load respose smoke test of in use vehicles |  |  |  | 46 | 573-477,573-476,573-183,573-498,573-497,573-587,573-588,573-589,570-094,570-125,570-150
[10 empty] | 可见污染物 | Exhaust visible pollutants | ECE R24 Rev2 | ECE R24 Rev2 | [7 empty] | 0 | 573-477,573-476,573-183,573-498,573-497,573-587,573-588,573-589,570-094,570-125,570-150
[5 empty] | 点燃式发动机排气污染物 | Exhaust pollutants from gasoline engines of heavy-duty vehicles |  | 031104 |  | 车用点燃式发动机及装用点燃式发动机汽车排气污染物限值及测量方法 | Limits and measurement methods for exhaust polltants from positive ignition (P.I.) engines of vehicles and vehicles equipped with P.I. engines | GB 14762-2002 | GB 14762-2002 | [7 empty] | 0 | 573-477,573-476,573-183,573-498,570-095,570-148
[10 empty] | 重型车用汽油发动机与汽车排气污染物排放限值及试验方法（中国III、IV阶段） | Limits and measurement methods for exhaust pollutants from gasoline engines of heavy-duty vehicles(III、IV) | GB 14762-2008 | GB 14762-2008 | 7.2 附录B | 7.2 AppendixB | [5 empty] | 1 | 573-477,573-476,573-183,573-498,570-095,570-148
[10 empty] | 插电式混合动力电动商用车技术条件 | Plug-in hybrid electric commercial vehicle- Specifications | GB/T34598-2017 | GB/T34598-2017 | 4.3 | 4.3 | [5 empty] | 40 | 573-477,573-476,573-183,573-498,570-095,570-148
[5 empty] | 点燃式发动机OBD | OBD |  | 031104 |  | 重型车用汽油发动机与汽车排气污染物排放限值及试验方法（中国III、IV阶段） | Limits and measurement methods for exhaust pollutants from gasoline engines of heavy-duty vehicles(III、IV) | GB 14762-2008 | GB 14762-2008 | 附录G | AppendixG | [5 empty] | 1 | 573-477,573-476,573-183,573-498,570-095,570-148
[5 empty] | 点燃式发动机耐久性 | Durability of Emission Control Systems |  | 031104 |  | 重型汽车排气污染物排放控制系统耐久性要求及试验方法 | Test Procedures and Requirement of Durability of Emission Control Systems for Heavy-duty Vehicles | GB 20890-2007 | GB 20890-2007 | 5 附录A | 5 Appendix A | [5 empty] | 1 | 573-477,573-476,573-183,573-498,573-497,573-587,573-588,573-589
[5 empty] | 点燃式发动机曲轴箱污染物 | Crankcase pollutants from heavy-duty vehicles equipped with P.I.engines |  | 031104 |  | 装用点燃式发动机重型汽车曲轴箱污染物排放限值及测量方法 | Limits and measurement methods for crankcase pollutants from heavy-duty vehicles equipped with P.I.engines | GB11340-2005 | GB11340-2005 | 5 附录B | 5 Appendix B | [5 empty] | 1 | 573-477,573-476,573-183,573-498,573-497,573-587,573-588,573-589
[5 empty] | 发动机净功率 | Engine net power |  | 031103 |  | 汽车用发动机净功率测试方法 | Measurement methods of net power for automotive engines | GB/T 17692-1999 | GB/T 17692-1999 | 5 附录C | 5 Appendix C | [5 empty] | 120 | 573-477,573-476,573-183,573-498,573-497,573-587,573-588,573-589
[10 empty] | 内燃机 发动机功率的确定和测量方法 一般要求 | Internal-combustion Engine Dicision and Measurement methods Engine power General requirement | GB/T 21404-2008 | GB/T 21404-2008 | 6.2 | 6.2 | [5 empty] | 0 | 573-477,573-476,573-183,573-498,573-497,573-587,573-588,573-589
[10 empty] | 关于就净功率和电驱动系统最大30分钟功率测量方面批准用于驱动M类机动车辆的内燃机或电驱动系统的统一规定 | Uniform provisions concerning the approval of internal combustion engines or electric drive trains intended for the propulsion of motor vehicles of categories m and n with regard to the measurement of the net power and the maximum 30 minutes power of electric drive trains | ECE R85 | ECE R85 | [7 empty] | 0 | 573-477,573-476,573-183,573-498,573-497,573-587,573-588,573-589
[5 empty] | 启动试验 | Engine start test |  | 031103 |  | 汽车发动机性能试验方法 | Engine performance test | GB/T 18297-2001 | GB/T 18297-2001 | 8.1 | 8.1 | [5 empty] | 0 | 573-477,573-476,573-183,573-498,573-497,573-587,573-588,573-589
[5 empty] | 怠速试验 | Engine idle test |  | 031103 |  | 汽车发动机性能试验方法 | Engine performance test | GB/T 18297-2001 | GB/T 18297-2001 | 8.2 | 8.2 | [5 empty] | 0 | 573-477,573-476,573-183,573-498,573-497,573-587,573-588,573-589
[5 empty] | 功率试验 | Engine power test |  | 031103 |  | 汽车发动机性能试验方法 | Engine performance test | GB/T 18297-2001 | GB/T 18297-2001 | 8.3、附录D | 8.3、附录D | [5 empty] | 0 | 573-477,573-476,573-183,573-498,573-497,573-587,573-588,573-589
[5 empty] | 负荷特性试验 | Engine load characteristic test |  | 031103 |  | 汽车发动机性能试验方法 | Engine performance test | GB/T 18297-2001 | GB/T 18297-2001 | 8.4 | 8.4 | [5 empty] | 0 | 573-477,573-476,573-183,573-498,573-497,573-587,573-588,573-589
[5 empty] | 万有特性试验 | Engine universal characteristic test |  | 031103 |  | 汽车发动机性能试验方法 | Engine performance test | GB/T 18297-2001 | GB/T 18297-2001 | 8.5 | 8.5 | [5 empty] | 0 | 573-477,573-476,573-183,573-498,573-497,573-587,573-588,573-589
[5 empty] | 压燃机调速特性试验 | C.I Engine governing characteristic test |  | 031103 |  | 汽车发动机性能试验方法 | Engine performance test | GB/T 18297-2001 | GB/T 18297-2001 | 8.6 | 8.6 | [5 empty] | 0 | 573-477,573-476,573-183,573-498,573-497,573-587,573-588,573-589
[5 empty] | 机械损失功率试验 | Mechanical power loss test |  | 031103 |  | 汽车发动机性能试验方法 | Engine performance test | GB/T 18297-2001 | GB/T 18297-2001 | 8.7 | 8.7 | [5 empty] | 0 | 573-477,573-476,573-183,573-498,573-497,573-587,573-588,573-589
[5 empty] | 各缸工作均匀性试验 | Cylinder power equalizing test |  | 031103 |  | 汽车发动机性能试验方法 | Engine performance test | GB/T 18297-2001 | GB/T 18297-2001 | 8.8 | 8.8 | [5 empty] | 0 | 573-477,573-476,573-183,573-498,573-497,573-587,573-588,573-589
[5 empty] | 机油消耗量试验 | Oil consumption test |  | 031103 |  | 汽车发动机性能试验方法 | Engine performance test | GB/T 18297-2001 | GB/T 18297-2001 | 8.9 | 8.9 | [5 empty] | 0 | 573-477,573-476,573-183,573-498,573-497,573-587,573-588,573-589
[5 empty] | 活塞漏气量试验 | Piston blow by test |  | 031103 |  | 汽车发动机性能试验方法 | Engine performance test | GB/T 18297-2001 | GB/T 18297-2001 | 8.10 | 8.10 | [5 empty] | 0 | 573-477,573-476,573-183,573-498,573-497,573-587,573-588,573-589
[5 empty] | 发动机可靠性 | Engine reliability test |  | 031103 |  | 汽车发动机可靠性试验方法 | Engine reliability test | GB/T 19055-2003 | GB/T 19055-2003 | [7 empty] | 0 | 573-477,573-476,573-183,573-498,573-497,573-587,573-588,573-589
[10 empty] | 汽车发动机定型试验规程 | Automobile engine-Engineeering approval evaluation program | QC/T 526-2013 | QC/T 526-2013 | [7 empty] | 0 | 573-477,573-476,573-183,573-498,573-497,573-587,573-588,573-589
13 | 车辆联结装置 | Mechanical Connections Between Vehicles |  | N | 静态试验 | Static testing |  | 031706 |  | 关于机动车辆牵引装置的型式认证要求和欧洲议会和理事会关于机动车辆、其挂车和系统、部件和单独技术单元的一般安全性型式认证要求的第661/2009号法规（EC）的实施 | concerning type-approval requirements for motor vehicle towing devices and implementing Regulation (EC) No 661/2009 of the European Parliament and of the Council concerning typeapproval requirements for the general safety of motor vehicles, their trailers and systems, components and separate technical units intended therefor | EU 1005-2010 | EU 1005-2010 |  |  |  |  | 扩项 | Expansion |  | 1 | 573-347,573-347（增值）
14 | 电动汽车DC/DC变换器 | The DC/DC converter for electric vechicles |  | N | 低温试验 | low temperature test |  | 031710 |  | 电动汽车DC/DC变换器 | The DC/DC converter for electric vechicles | GB/T 24347-2009 | GB/T 24347-2009 | 6.1.1.1 | 6.1.1.1 | [5 empty] | 30 | 572-070,574-306
[5 empty] | 高温试验 | high temperature test |  | 031710 |  | 电动汽车DC/DC变换器 | The DC/DC converter for electric vechicles | GB/T 24347-2009 | GB/T 24347-2009 | 6.1.1.2 | 6.1.1.2 | [5 empty] | 30 | 572-070,574-306
[5 empty] | 湿度 | humidity |  | 031710 |  | 电动汽车DC/DC变换器 | The DC/DC converter for electric vechicles | GB/T 24347-2009 | GB/T 24347-2009 | 6.1.2 | 6.1.2 | [5 empty] | 30 | 572-070,574-306
[5 empty] | 盐雾 | Salt spray test |  | 031710 |  | 电动汽车DC/DC变换器 | The DC/DC converter for electric vechicles | GB/T 24347-2009 | GB/T 24347-2009 | 6.1.3 | 6.1.3 | [5 empty] | 30 | 570-180
[5 empty] | 耐振性 | vibration |  | 031710 |  | 电动汽车DC/DC变换器 | The DC/DC converter for electric vechicles | GB/T 24347-2009 | GB/T 24347-2009 | 6.2 | 6.2 | [5 empty] | 30 | 573-493
[5 empty] | 壳体机械强度 | shell mechanical strength |  | 031710 |  | 电动汽车DC/DC变换器 | The DC/DC converter for electric vechicles | GB/T 24347-2009 | GB/T 24347-2009 | 6.3 | 6.3 | [5 empty] | 30 | JML-1603-4
[5 empty] | 防护等级 | IP code |  | 031710 |  | 电动汽车DC/DC变换器 | The DC/DC converter for electric vechicles | GB/T 24347-2009 | GB/T 24347-2009 | 6.4 | 6.4 | [5 empty] | 30 | 579-085,570-146
[5 empty] | 噪声 | noise |  | 031710 |  | 电动汽车DC/DC变换器 | The DC/DC converter for electric vechicles | GB/T 24347-2009 | GB/T 24347-2009 | 6.5 | 6.5 | [5 empty] | 30 | 574-306,578-019
[5 empty] | 绝缘性能 | insulating property |  | 031710 |  | 电动汽车DC/DC变换器 | The DC/DC converter for electric vechicles | GB/T 24347-2009 | GB/T 24347-2009 | 6.6 | 6.6 | [5 empty] | 30 | 574-160
[5 empty] | 耐电压性能 | voltage resistance performance |  | 031710 |  | 电动汽车DC/DC变换器 | The DC/DC converter for electric vechicles | GB/T 24347-2009 | GB/T 24347-2009 | 6.7 | 6.7 | [5 empty] | 30 | 574-160
[5 empty] | 接地 | groud |  | 031710 |  | 电动汽车DC/DC变换器 | The DC/DC converter for electric vechicles | GB/T 24347-2009 | GB/T 24347-2009 | 6.8 | 6.8 | [5 empty] | 30 | 574-162
[5 empty] | 电气间隙和爬电距离 | electrical gap and creepage distance |  | 031710 |  | 电动汽车DC/DC变换器 | The DC/DC converter for electric vechicles | GB/T 24347-2009 | GB/T 24347-2009 | 6.9 | 6.9 | [5 empty] | 30 | D571-360
[5 empty] | 额定功率 | rated power |  | 031710 |  | 电动汽车DC/DC变换器 | The DC/DC converter for electric vechicles | GB/T 24347-2009 | GB/T 24347-2009 | 6.10 | 6.10 | [5 empty] | 30 | 574-306,574-288
[5 empty] | 峰值输出功率及持续时间 | peak output power and duration time |  | 031710 |  | 电动汽车DC/DC变换器 | The DC/DC converter for electric vechicles | GB/T 24347-2009 | GB/T 24347-2009 | 6.11 | 6.11 | [5 empty] | 30 | 574-306,574-288
14 | 电动汽车DC/DC变换器 | The DC/DC converter for electric vechicles |  | N | 电磁兼容 | EMC |  | 1211,1212 |  | 电动汽车DC/DC变换器 | The DC/DC converter for electric vechicles | GB/T 24347-2009 | GB/T 24347-2009 | 6.12 | 6.12 | [5 empty] | 30 | 574-120,574-191,573-262,574-190-01,574-198-01,574-124-01,574-124-04,574-124-06,574-124-08,574-198-02,574-217-01,574-192-04,574-192-05,574-218-01,574-124-07,574-124-05,574-124-09,574-218-02,574-350-03,574-350-04,574-350-05,574-124-10,574-124-12,574-124-11,574-132,574-192-03,574-192-02,574-198-09,574-198-10,574-192-01,574-190-03,574-141-01,574-192-07,574-192-08,574-192-09,574-192-10,574-190-02,574-351-05,574-351-06,574-351-07,574-351-08,574-351-09,574-351-10,574-351-11,574-198-03,574-124-02,574-124-03,574-198-05,574-198-07,574-198-06,574-198-08,574-190-05,574-190-06,574-190-07,574-190-08,574-351-03,574-351-04,574-122-01,574-122-02,574-122-04,574-122-03,574-122-05,574-388,574-389,574-390,574-391,574-392,574-393,574-394,574-395,574-396,574-397,574-140,574-141,574-090,574-095,574-138,574-139,574-184,574-183,574-216,574-215,574-322,574-120,574-191,574-135,574-209,574-125-01,574-146-01,574-218-03,574-090,574-095,574-138,574-139,574-184,574-183,574-216,574-215,574-322,574-125-02,574-328,574-072-03,574-072-02,574-136,574-125-03
[5 empty] | 动态响应时间 | DRT |  | 031710 |  | 电动汽车DC/DC变换器 | The DC/DC converter for electric vechicles | GB/T 24347-2009 | GB/T 24347-2009 | 6.13 | 6.13 | [5 empty] | 30 | 574-306,575-025
[5 empty] | 可靠性 | reliability test |  | 031710 |  | 电动汽车DC/DC变换器 | The DC/DC converter for electric vechicles | GB/T 24347-2009 | GB/T 24347-2009 | 6.14 | 6.14 | [5 empty] | 30 | 574-306,574-288
[5 empty] | 耐久性 | reliability test |  | 031710 |  | 电动汽车DC/DC变换器 | The DC/DC converter for electric vechicles | GB/T 24347-2009 | GB/T 24347-2009 | 6.15 | 6.15 | [5 empty] | 30 | 574-306,574-288
[5 empty] | 控制精度 | control accuracy |  | 031710 |  | 电动汽车DC/DC变换器 | The DC/DC converter for electric vechicles | GB/T 24347-2009 | GB/T 24347-2009 | 6.16 | 6.16 | [5 empty] | 30 | 574-306,574-288
[5 empty] | 外观质量 | presentation quality |  | 031710 |  | 电动汽车DC/DC变换器 | The DC/DC converter for electric vechicles | GB/T 24347-2009 | GB/T 24347-2009 | 6.17 | 6.17 | [5 empty] | 30
14 | 电动汽车用传导式车载充电机 | On-board conductive charger for electric vechicles |  | N | 湿度试验 | humidity |  | 031710 |  | 电动汽车用传导式车载充电机 | On-board conductive charger for electric vechicles | QC/T 895-2011 | QC/T 895-2011 | 7.2.1 | 7.2.1 | [5 empty] | 30 | 572-070,574-306
[5 empty] | 低温工作试验 | low temperature working test |  | 031710 |  | 电动汽车用传导式车载充电机 | On-board conductive charger for electric vechicles | QC/T 895-2011 | QC/T 895-2011 | 7.2.2.1 | 7.2.2.1 | [5 empty] | 30 | 572-070,574-306
[5 empty] | 低温储存试验 | low temperature storage test |  | 031710 |  | 电动汽车用传导式车载充电机 | On-board conductive charger for electric vechicles | QC/T 895-2011 | QC/T 895-2011 | 7.2.2.2 | 7.2.2.2 | [5 empty] | 30 | 572-070
[5 empty] | 高温工作试验 | high temperature working test |  | 031710 |  | 电动汽车用传导式车载充电机 | On-board conductive charger for electric vechicles | QC/T 895-2011 | QC/T 895-2011 | 7.2.2.3 | 7.2.2.3 | [5 empty] | 30 | 572-070,574-306
[5 empty] | 高温储存试验 | high temperature storage test |  | 031710 |  | 电动汽车用传导式车载充电机 | On-board conductive charger for electric vechicles | QC/T 895-2011 | QC/T 895-2011 | 7.2.2.4 | 7.2.2.4 | [5 empty] | 30 | 572-070
[5 empty] | 输入电压和频率 | input voltage and frequency |  | 031710 |  | 电动汽车用传导式车载充电机 | On-board conductive charger for electric vechicles | QC/T 895-2011 | QC/T 895-2011 | 7.3 | 7.3 | [5 empty] | 30 | 574-306,574-288
[5 empty] | 充电功能 | charging |  | 031710 |  | 电动汽车用传导式车载充电机 | On-board conductive charger for electric vechicles | QC/T 895-2011 | QC/T 895-2011 | 7.4.1 | 7.4.1 | [5 empty] | 30 | 574-306,574-288
[5 empty] | 限压特性和限流特性 | limiting voltage and limiting current chaaracteristics |  | 031710 |  | 电动汽车用传导式车载充电机 | On-board conductive charger for electric vechicles | QC/T 895-2011 | QC/T 895-2011 | 7.4.2 | 7.4.2 | [5 empty] | 30 | 574-306,574-288
[5 empty] | 过压保护 | over voltage protection |  | 031710 |  | 电动汽车用传导式车载充电机 | On-board conductive charger for electric vechicles | QC/T 895-2011 | QC/T 895-2011 | 7.4.3.1 | 7.4.3.1 | [5 empty] | 30 | 574-306,574-288
[5 empty] | 欠压保护 | under voltage protection |  | 031710 |  | 电动汽车用传导式车载充电机 | On-board conductive charger for electric vechicles | QC/T 895-2011 | QC/T 895-2011 | 7.4.3.2 | 7.4.3.2 | [5 empty] | 30 | 574-306,574-288
[5 empty] | 短路保护 | short circuit protection |  | 031710 |  | 电动汽车用传导式车载充电机 | On-board conductive charger for electric vechicles | QC/T 895-2011 | QC/T 895-2011 | 7.4.3.3 | 7.4.3.3 | [5 empty] | 30 | 574-306,574-288
[5 empty] | 过温保护 | Over temperature protection |  | 031710 |  | 电动汽车用传导式车载充电机 | On-board conductive charger for electric vechicles | QC/T 895-2011 | QC/T 895-2011 | 7.4.3.4 | 7.4.3.4 | [5 empty] | 30 | 574-306,574-288
[5 empty] | 反接保护 | Reverse Polarity protection |  | 031710 |  | 电动汽车用传导式车载充电机 | On-board conductive charger for electric vechicles | QC/T 895-2011 | QC/T 895-2011 | 7.4.3.5 | 7.4.3.5 | [5 empty] | 30 | 574-306,574-288
[5 empty] | 电位均衡和接地保护 | potential equatization and grouding protection |  | 031710 |  | 电动汽车用传导式车载充电机 | On-board conductive charger for electric vechicles | QC/T 895-2011 | QC/T 895-2011 | 7.4.3.6 | 7.4.3.6 | [5 empty] | 30 | 574-162
[5 empty] | 断电保护 | power off protection |  | 031710 |  | 电动汽车用传导式车载充电机 | On-board conductive charger for electric vechicles | QC/T 895-2011 | QC/T 895-2011 | 7.4.3.7 | 7.4.3.7 | [5 empty] | 30 | 574-306
[5 empty] | 低压供电功能 | low voltage power supply fuction |  | 031710 |  | 电动汽车用传导式车载充电机 | On-board conductive charger for electric vechicles | QC/T 895-2011 | QC/T 895-2011 | 7.4.4 | 7.4.4 | [5 empty] | 30 | 574-306,575-025
[5 empty] | 启动冲击电流 | inrush current |  | 031710 |  | 电动汽车用传导式车载充电机 | On-board conductive charger for electric vechicles | QC/T 895-2011 | QC/T 895-2011 | 7.5.1 | 7.5.1 | [5 empty] | 30 | 574-306,575-025
[5 empty] | 输出电压误差 | output voltage error |  | 031710 |  | 电动汽车用传导式车载充电机 | On-board conductive charger for electric vechicles | QC/T 895-2011 | QC/T 895-2011 | 7.5.2 | 7.5.2 | [5 empty] | 30 | 574-306,574-288
[5 empty] | 输出电流误差 | output current error |  | 031710 |  | 电动汽车用传导式车载充电机 | On-board conductive charger for electric vechicles | QC/T 895-2011 | QC/T 895-2011 | 7.5.3 | 7.5.3 | [5 empty] | 30 | 574-306,574-288
[5 empty] | 电压纹波系数 | ripple coefficient of voltage |  | 031710 |  | 电动汽车用传导式车载充电机 | On-board conductive charger for electric vechicles | QC/T 895-2011 | QC/T 895-2011 | 7.5.4 | 7.5.4 | [5 empty] | 30 | 574-306,574-288
[5 empty] | 功率因数和充电效率 | power factor and charging efficiency |  | 031710 |  | 电动汽车用传导式车载充电机 | On-board conductive charger for electric vechicles | QC/T 895-2011 | QC/T 895-2011 | 7.5.5 | 7.5.5 | [5 empty] | 30 | 574-306,574-288
[5 empty] | 输出响应时间 | output response time |  | 031710 |  | 电动汽车用传导式车载充电机 | On-board conductive charger for electric vechicles | QC/T 895-2011 | QC/T 895-2011 | 7.5.6 | 7.5.6 | [5 empty] | 30 | 574-306,575-025
[5 empty] | 绝缘性能 | insulating property |  | 031710 |  | 电动汽车用传导式车载充电机 | On-board conductive charger for electric vechicles | QC/T 895-2011 | QC/T 895-2011 | 7.6.1 | 7.6.1 | [5 empty] | 30 | 574-160
[5 empty] | 介电强度 | dielectric strength |  | 031710 |  | 电动汽车用传导式车载充电机 | On-board conductive charger for electric vechicles | QC/T 895-2011 | QC/T 895-2011 | 7.6.2 | 7.6.2 | [5 empty] | 30 | 574-160
[5 empty] | 电气间隙和爬电距离 | electracal gap and creepage distance |  | 031710 |  | 电动汽车用传导式车载充电机 | On-board conductive charger for electric vechicles | QC/T 895-2011 | QC/T 895-2011 | 7.6.3 | 7.6.3 | [5 empty] | 30 | D571-360
14 | 电动汽车用传导式车载充电机 | On-board conductive charger for electric vechicles |  | N | 电磁兼容 | EMC |  | 121199,121299 |  | 电动汽车用传导式车载充电机 | On-board conductive charger for electric vechicles | QC/T 895-2011 | QC/T 895-2011 | 7.7 | 7.7 | [5 empty] | 30 | 574-120,573-262,574-190-01,574-198-01,574-124-01,574-124-04,574-124-06,574-124-08,574-198-02,574-217-01,574-192-04,574-192-05,574-218-01,574-124-07,574-124-05,574-124-09,574-218-02,574-350-03,574-350-04,574-350-05,574-124-10,574-124-12,574-124-11,574-132,574-192-03,574-192-02,574-198-09,574-198-10,574-192-01,574-190-03,574-141-01,574-192-07,574-192-08,574-192-09,574-192-10,574-190-02,574-351-05,574-351-06,574-351-07,574-351-08,574-351-09,574-351-10,574-351-11,574-198-03,574-124-02,574-124-03,574-198-05,574-198-07,574-198-06,574-198-08,574-190-05,574-190-06,574-190-07,574-190-08,574-351-03,574-351-04,574-125-01,574-182,574-181,574-292,574-293,574-380,574-289,574-377,574-290,574-291,574-379,574-382,574-299,574-381
[5 empty] | 耐振动性能 | vibration test |  | 031710 |  | 电动汽车用传导式车载充电机 | On-board conductive charger for electric vechicles | QC/T 895-2011 | QC/T 895-2011 | 7.8.1 | 7.8.1 | [5 empty] | 30 | 573-493
[5 empty] | 耐冲击性能 | impact test |  | 031710 |  | 电动汽车用传导式车载充电机 | On-board conductive charger for electric vechicles | QC/T 895-2011 | QC/T 895-2011 | 7.8.2 | 7.8.2 | [5 empty] | 30 | 573-493
[5 empty] | 耐工业溶剂性能 | industrial solvent resistance |  | 031710 |  | 电动汽车用传导式车载充电机 | On-board conductive charger for electric vechicles | QC/T 895-2011 | QC/T 895-2011 | 7.8.3 | 7.8.3 | [5 empty] | 30 | 572-070
[5 empty] | IP防护等级 | IP code |  | 031710 |  | 电动汽车用传导式车载充电机 | On-board conductive charger for electric vechicles | QC/T 895-2011 | QC/T 895-2011 | 7.8.4 | 7.8.4 | [5 empty] | 30 | 579-085,570-146
[5 empty] | 防盐雾性能 | Salt spray test |  | 031710 |  | 电动汽车用传导式车载充电机 | On-board conductive charger for electric vechicles | QC/T 895-2011 | QC/T 895-2011 | 7.8.5 | 7.8.5 | [5 empty] | 30 | 570-180
[5 empty] | 噪声 | noise |  | 031710 |  | 电动汽车用传导式车载充电机 | On-board conductive charger for electric vechicles | QC/T 895-2011 | QC/T 895-2011 | 7.9 | 7.9 | [5 empty] | 30 | 574-306,578-019
[5 empty] | 耐久性 | duration test |  | 031710 |  | 电动汽车用传导式车载充电机 | On-board conductive charger for electric vechicles | QC/T 895-2011 | QC/T 895-2011 | 7.10 | 7.10 | [5 empty] | 30 | 574-306,574-288
14 | 电动汽车传导充电用连接装置 | Connection set for conductive charging of electric vehicles |  | N | 一般要求 | General requirements |  | 031710 |  | 电动汽车传导充电用连接装置第1部分：通用要求 | Connection set for conductive charging of electric vehicles--Part 1:General requirements | GB/T 20234.1-2015 | GB/T 20234.1-2015 | 6.1 | 6.1 | [5 empty] | 80
[5 empty] | 结构要求 | Structural requirement |  | 031710 |  | 电动汽车传导充电用连接装置第1部分：通用要求 | Connection set for conductive charging of electric vehicles--Part 1:General requirements | GB/T 20234.1-2015 | GB/T 20234.1-2015 | 6.2 | 6.2 | [5 empty] | 80
[5 empty] | 锁止装置 | Locking device |  | 031710 |  | 电动汽车传导充电用连接装置第1部分：通用要求 | Connection set for conductive charging of electric vehicles--Part 1:General requirements | GB/T 20234.1-2015 | GB/T 20234.1-2015 | 6.3 | 6.3 | [5 empty] | 80 | 985-030
[5 empty] | 插拔力 | Insertion and extraction force |  | 031710 |  | 电动汽车传导充电用连接装置第1部分：通用要求 | Connection set for conductive charging of electric vehicles--Part 1:General requirements | GB/T 20234.1-2015 | GB/T 20234.1-2015 | 6.4 | 6.4 | [5 empty] | 80 | 985-030
[5 empty] | 防触电保护 | Electric-shock safeguard |  | 031710 |  | 电动汽车传导充电用连接装置第1部分：通用要求 | Connection set for conductive charging of electric vehicles--Part 1:General requirements | GB/T 20234.1-2015 | GB/T 20234.1-2015 | 6.5 | 6.5 | [5 empty] | 80 | 574-154
[5 empty] | 接地措施 | Provison for earthing |  | 031710 |  | 电动汽车传导充电用连接装置第1部分：通用要求 | Connection set for conductive charging of electric vehicles--Part 1:General requirements | GB/T 20234.1-2015 | GB/T 20234.1-2015 | 6.6 | 6.6 | [5 empty] | 80 | 574-162,574-304,D571-360
[5 empty] | 端子 | Terminal |  | 031710 |  | 电动汽车传导充电用连接装置第1部分：通用要求 | Connection set for conductive charging of electric vehicles--Part 1:General requirements | GB/T 20234.1-2015 | GB/T 20234.1-2015 | 6.7 | 6.7 | [5 empty] | 80 | D571-360,985-039,985-032,985-038
[5 empty] | 橡胶和热塑性材料的耐老化 | Ageing resistance of rubber and thermoplastic materials |  | 031710 |  | 电动汽车传导充电用连接装置第1部分：通用要求 | Connection set for conductive charging of electric vehicles--Part 1:General requirements | GB/T 20234.1-2015 | GB/T 20234.1-2015 | 6.8 | 6.8 | [5 empty] | 80 | 572-070
[5 empty] | 防护等级 | Degree of protection |  | 031710 |  | 电动汽车传导充电用连接装置第1部分：通用要求 | Connection set for conductive charging of electric vehicles--Part 1:General requirements | GB/T 20234.1-2015 | GB/T 20234.1-2015 | 6.9 | 6.9 | [5 empty] | 80 | 579-085,570-146
[5 empty] | 绝缘电阻和介电强度 | Insulation resistance and dielectric strength |  | 031710 |  | 电动汽车传导充电用连接装置第1部分：通用要求 | Connection set for conductive charging of electric vehicles--Part 1:General requirements | GB/T 20234.1-2015 | GB/T 20234.1-2015 | ‘6.10 | ‘6.10 | [5 empty] | 80 | 572-070,574-160
[5 empty] | 分断能力 | Breaking capacity |  | 031710 |  | 电动汽车传导充电用连接装置第1部分：通用要求 | Connection set for conductive charging of electric vehicles--Part 1:General requirements | GB/T 20234.1-2015 | GB/T 20234.1-2015 | 6.11 | 6.11 | [5 empty] | 80 | 985-030,574-324,574-325
[5 empty] | 使用寿命（正常操作） | Life cycle |  | 031710 |  | 电动汽车传导充电用连接装置第1部分：通用要求 | Connection set for conductive charging of electric vehicles--Part 1:General requirements | GB/T 20234.1-2015 | GB/T 20234.1-2015 | 6.12 | 6.12 | [5 empty] | 80 | 985-030,574-160
[5 empty] | 表面温度和端子温升 | Temperature rise |  | 031710 |  | 电动汽车传导充电用连接装置第1部分：通用要求 | Connection set for conductive charging of electric vehicles--Part 1:General requirements | GB/T 20234.1-2015 | GB/T 20234.1-2015 | 6.13 | 6.13 | [5 empty] | 80 | 574-341
[5 empty] | 电缆及其连接 | Cables and their connections |  | 031710 |  | 电动汽车传导充电用连接装置第1部分：通用要求 | Connection set for conductive charging of electric vehicles--Part 1:General requirements | GB/T 20234.1-2015 | GB/T 20234.1-2015 | 6.14 | 6.14 | [5 empty] | 80 | D571-360,985-032
[5 empty] | 机械强度 | Mechanical strength |  | 031710 |  | 电动汽车传导充电用连接装置第1部分：通用要求 | Connection set for conductive charging of electric vehicles--Part 1:General requirements | GB/T 20234.1-2015 | GB/T 20234.1-2015 | 6.15 | 6.15 | [5 empty] | 80 | 985-033,985-034,985-035
[5 empty] | 螺钉、载流部件和连接 | Screw,current-carrying part and their connections |  | 031710 |  | 电动汽车传导充电用连接装置第1部分：通用要求 | Connection set for conductive charging of electric vehicles--Part 1:General requirements | GB/T 20234.1-2015 | GB/T 20234.1-2015 | 6.16 | 6.16 | [5 empty] | 80 | D571-360
[5 empty] | 爬电距离、电气间隙和穿透密封胶距离 | Creepage distance, clearance and penetration sealant distance |  | 031710 |  | 电动汽车传导充电用连接装置第1部分：通用要求 | Connection set for conductive charging of electric vehicles--Part 1:General requirements | GB/T 20234.1-2015 | GB/T 20234.1-2015 | 6.17 | 6.17 | [5 empty] | 80 | D571-360
[5 empty] | 耐热、耐燃和耐电痕化 | Heat-resisting, burn-resisting and tracking-resisting |  | 031710 |  | 电动汽车传导充电用连接装置第1部分：通用要求 | Connection set for conductive charging of electric vehicles--Part 1:General requirements | GB/T 20234.1-2015 | GB/T 20234.1-2015 | 6.18 | 6.18 | [5 empty] | 80 | 572-070,985-036,985-037,985-038
[5 empty] | 耐腐蚀与防锈 | Corrosion and rust-proof |  | 031710 |  | 电动汽车传导充电用连接装置第1部分：通用要求 | Connection set for conductive charging of electric vehicles--Part 1:General requirements | GB/T 20234.1-2015 | GB/T 20234.1-2015 | 6.19 | 6.19 | [5 empty] | 80 | 572-070
[5 empty] | 限制短路电流耐受试验 | Withstanding ability test against conditional short-circuit current |  | 031710 |  | 电动汽车传导充电用连接装置第1部分：通用要求 | Connection set for conductive charging of electric vehicles--Part 1:General requirements | GB/T 20234.1-2015 | GB/T 20234.1-2015 | ’6.20 | ’6.20 | [5 empty] | 80 | 574-304
[5 empty] | 车辆碾压 | Rolling of vehicles |  | 031710 |  | 电动汽车传导充电用连接装置第1部分：通用要求 | Connection set for conductive charging of electric vehicles--Part 1:General requirements | GB/T 20234.1-2015 | GB/T 20234.1-2015 | 6.21 | 6.21 | [5 empty] | 80 | 573-465,D573-265,D573-182
[5 empty] | 交流充电接口的额定值 | Rated value of AC charging interface |  | 031710 |  | 电动汽车传导充电用连接装置第2部分：交流充电接口 | Connection set for conductive charging of electric vehicles--Part 2:AC charging coupler | GB/T 20234.2-2015 | GB/T 20234.2-2015 | 5 | 5 | [5 empty] | 30 | 574-162
[5 empty] | 充电接口的功能 | Electrical parameter value and function |  | 031710 |  | 电动汽车传导充电用连接装置第2部分：交流充电接口 | Connection set for conductive charging of electric vehicles--Part 2:AC charging coupler | GB/T 20234.2-2015 | GB/T 20234.2-2015 | 6 | 6 | [5 empty] | 30 | D571-360
[5 empty] | 尺寸 | Structural dimensions and mounting dimensions |  | 031710 |  | 电动汽车传导充电用连接装置第2部分：交流充电接口 | Connection set for conductive charging of electric vehicles--Part 2:AC charging coupler | GB/T 20234.2-2015 | GB/T 20234.2-2015 | 7 | 7 | [5 empty] | 30 | D571-360
[5 empty] | 直流充电接口的额定值 | Rated value of DC charging interface |  | 031710 |  | 电动汽车传导充电用连接装置第3部分：直流充电接口 | Connection set for conductive charging of electric vehicles--Part 3:DC charging coupler | GB/T 20234.3-2015 | GB/T 20234.3-2015 | 5 | 5 | [5 empty] | 30 | 574-162
[5 empty] | 车辆接口的功能 | Electrical parameter value and function |  | 031710 |  | 电动汽车传导充电用连接装置第3部分：直流充电接口 | Connection set for conductive charging of electric vehicles--Part 3:DC charging coupler | GB/T 20234.3-2015 | GB/T 20234.3-2015 | 6 | 6 | [5 empty] | 30 | D571-360
[5 empty] | 尺寸 | Structural dimensions and mounting dimensions |  | 031710 |  | 电动汽车传导充电用连接装置第3部分：直流充电接口 | Connection set for conductive charging of electric vehicles--Part 3:DC charging coupler | GB/T 20234.3-2015 | GB/T 20234.3-2015 | 7 | 7 | [5 empty] | 30 | D571-360
14 | 电动汽车传导充电系统 | Electric vehicles conductive charging system |  | N | 充电系统通用要求 | general requirements for charging system |  | 031710 |  | 电动汽车传导充电系统 第1部分：通用要求 | Electric vehicles conductive charging system-- Part 1:General requirements | GB/T 18487.1-2015 | GB/T 18487.1-2015 | 5 | 5 | [5 empty] | ＞100 | 575-025,574-162
[5 empty] | 通信 | communication |  | 031710 |  | 电动汽车传导充电系统 第1部分：通用要求 | Electric vehicles conductive charging system-- Part 1:General requirements | GB/T 18487.1-2015 | GB/T 18487.1-2015 | 6 | 6 | [5 empty] | ＞100 | 574-361
[5 empty] | 电击防护 | Protection against electric shock |  | 031710 |  | 电动汽车传导充电系统 第1部分：通用要求 | Electric vehicles conductive charging system-- Part 1:General requirements | GB/T 18487.1-2015 | GB/T 18487.1-2015 | 7 | 7 | [5 empty] | ＞100 | 579-085,570-146,574-162
[5 empty] | 电动汽车和供电设备之间的连接 | Connections between electric vehicles and power supply equipment |  | 031710 |  | 电动汽车传导充电系统 第1部分：通用要求 | Electric vehicles conductive charging system-- Part 1:General requirements | GB/T 18487.1-2015 | GB/T 18487.1-2015 | 8 | 8 | [5 empty] | ＞100 | D571-360
[5 empty] | 车辆接口、供电接口的特殊要求 | Special requirements for vehicle interface and power supply interface |  | 031710 |  | 电动汽车传导充电系统 第1部分：通用要求 | Electric vehicles conductive charging system-- Part 1:General requirements | GB/T 18487.1-2015 | GB/T 18487.1-2015 | 9 | 9 | [5 empty] | ＞100 | 574-324,574-325,579-085,570-146,985-030
[5 empty] | 电动汽车供电设备结构要求 | Structural requirements for electric vehicle power supply equipment |  | 031710 |  | 电动汽车传导充电系统 第1部分：通用要求 | Electric vehicles conductive charging system-- Part 1:General requirements | GB/T 18487.1-2015 | GB/T 18487.1-2015 | 10 | 10 | [5 empty] | ＞100 | D571-360,579-085,570-146
[5 empty] | 电动汽车供电设备性能要求 | Performance requirements for electric vehicle power supply equipment |  | 031710 |  | 电动汽车传导充电系统 第1部分：通用要求 | Electric vehicles conductive charging system-- Part 1:General requirements | GB/T 18487.1-2015 | GB/T 18487.1-2015 | 11 | 11 | [5 empty] | ＞100 | 574-160
[5 empty] | 过载保护和短路保护 | Overload protection and short circuit protection |  | 031710 |  | 电动汽车传导充电系统 第1部分：通用要求 | Electric vehicles conductive charging system-- Part 1:General requirements | GB/T 18487.1-2015 | GB/T 18487.1-2015 | 12 | 12 | [5 empty] | ＞100 | 574-324,574-325,D571-440
[5 empty] | 急停 | scram |  | 031710 |  | 电动汽车传导充电系统 第1部分：通用要求 | Electric vehicles conductive charging system-- Part 1:General requirements | GB/T 18487.1-2015 | GB/T 18487.1-2015 | 13 | 13 | [5 empty] | ＞100
[5 empty] | 使用条件 | working conditions |  | 031710 |  | 电动汽车传导充电系统 第1部分：通用要求 | Electric vehicles conductive charging system-- Part 1:General requirements | GB/T 18487.1-2015 | GB/T 18487.1-2015 | 14 | 14 | [5 empty] | ＞100
[5 empty] | 维修 | service |  | 031710 |  | 电动汽车传导充电系统 第1部分：通用要求 | Electric vehicles conductive charging system-- Part 1:General requirements | GB/T 18487.1-2015 | GB/T 18487.1-2015 | 15 | 15 | [5 empty] | ＞100
[5 empty] | 标识和说明 | Identification and description |  | 031710 |  | 电动汽车传导充电系统 第1部分：通用要求 | Electric vehicles conductive charging system-- Part 1:General requirements | GB/T 18487.1-2015 | GB/T 18487.1-2015 | 16 | 16 | [5 empty] | ＞100
[5 empty] | 电动车辆的电气特性 | Electrical characteristics of electric vehicles |  | 031710 |  | 电动车辆传导充电系统电动车辆与交流/直流电源的连接要求 | Electric vehicles requirements for conductive connection to an A.C/D.C. supply | GB/T 18487.2-2001 | GB/T 18487.2-2001 | 8 | 8 | [5 empty] | 0 | 574-160,D571-360
14 | 电动汽车传导充电系统 | Electric vehicles conductive charging system |  | N | 电磁兼容 | EMC |  | 121199,121299 |  | 电动车辆传导充电系统电动车辆与交流/直流电源的连接要求 | Electric vehicles requirements for conductive connection to an A.C/D.C. supply | GB/T 18487.2-2001 | GB/T 18487.2-2001 | 9 | 9 | [5 empty] | 0 | 574-120,573-262,574-190-01,574-198-01,574-124-01,574-124-04,574-124-06,574-124-08,574-198-02,574-217-01,574-192-04,574-192-05,574-218-01,574-124-07,574-124-05,574-124-09,574-218-02,574-350-03,574-350-04,574-350-05,574-124-10,574-124-12,574-124-11,574-132,574-192-03,574-192-02,574-198-09,574-198-10,574-192-01,574-190-03,574-141-01,574-192-07,574-192-08,574-192-09,574-192-10,574-190-02,574-351-05,574-351-06,574-351-07,574-351-08,574-351-09,574-351-10,574-351-11,574-198-03,574-124-02,574-124-03,574-198-05,574-198-07,574-198-06,574-198-08,574-190-05,574-190-06,574-190-07,574-190-08,574-351-03,574-351-04,574-125-01,574-182,574-181,574-292,574-293,574-380,574-289,574-377,574-290,574-291,574-379,574-382,574-299,574-381
[5 empty] | 功能要求 | function requirement |  | 031710 |  | 电动车辆传导充电系统电动车辆与交流/直流电源的连接要求 | Electric vehicles requirements for conductive connection to an A.C/D.C. supply | GB/T 18487.2-2001 | GB/T 18487.2-2001 | 10 | 10 | [5 empty] | 0
[5 empty] | 电动车辆的插孔或插头的要求（连接方式A） | Requirements for sockets or plugs for electric vehicles (connection mode A) |  | 031710 |  | 电动车辆传导充电系统电动车辆与交流/直流电源的连接要求 | Electric vehicles requirements for conductive connection to an A.C/D.C. supply | GB/T 18487.2-2001 | GB/T 18487.2-2001 | 11 | 11 | [5 empty] | 0
[5 empty] | 标识和说明书 | Identification and instructions |  | 031710 |  | 电动车辆传导充电系统电动车辆与交流/直流电源的连接要求 | Electric vehicles requirements for conductive connection to an A.C/D.C. supply | GB/T 18487.2-2001 | GB/T 18487.2-2001 | 12 | 12 | [5 empty] | 0
[5 empty] | 功能和要求 | function and requirement |  | 031710 |  | 电动车辆传导充电系统 电动车辆交流/直流充电机（站） | Electric vehicle conductive charging system A.C./D.c. Electric vehicle charging station | GB/T 18487.3-2001 | GB/T 18487.3-2001 | 8 | 8 | [5 empty] | 0 | 579-085,570-146,574-288,D572-112
[5 empty] | 电气安全 | electrical safety |  | 031710 |  | 电动车辆传导充电系统 电动车辆交流/直流充电机（站） | Electric vehicle conductive charging system A.C./D.c. Electric vehicle charging station | GB/T 18487.3-2001 | GB/T 18487.3-2001 | 9 | 9 | [5 empty] | 0 | 574-162
[5 empty] | 电介质绝缘测试 | Dielectric insulation test |  | 031710 |  | 电动车辆传导充电系统 电动车辆交流/直流充电机（站） | Electric vehicle conductive charging system A.C./D.c. Electric vehicle charging station | GB/T 18487.3-2001 | GB/T 18487.3-2001 | 10 | 10 | [5 empty] | 0 | 574-160,D571-360
[5 empty] | 环境试验 | environmental test |  | 031710 |  | 电动车辆传导充电系统 电动车辆交流/直流充电机（站） | Electric vehicle conductive charging system A.C./D.c. Electric vehicle charging station | GB/T 18487.3-2001 | GB/T 18487.3-2001 | 11 | 11 | [5 empty] | 0 | 572-070,570-180,574-120,573-262,574-190-01,574-198-01,574-124-01,574-124-04,574-124-06,574-124-08,574-198-02,574-217-01,574-192-04,574-192-05,574-218-01,574-124-07,574-124-05,574-124-09,574-218-02,574-350-03,574-350-04,574-350-05,574-124-10,574-124-12,574-124-11,574-132,574-192-03,574-192-02,574-198-09,574-198-10,574-192-01,574-190-03,574-141-01,574-192-07,574-192-08,574-192-09,574-192-10,574-190-02,574-351-05,574-351-06,574-351-07,574-351-08,574-351-09,574-351-10,574-351-11,574-198-03,574-124-02,574-124-03,574-198-05,574-198-07,574-198-06,574-198-08,574-190-05,574-190-06,574-190-07,574-190-08,574-351-03,574-351-04,574-125-01,574-182,574-181,574-292,574-293,574-380,574-289,574-377,574-290,574-291,574-379,574-382,574-299,574-381
[5 empty] | 连接器要求 | Connector requirements |  | 031710 |  | 电动车辆传导充电系统 电动车辆交流/直流充电机（站） | Electric vehicle conductive charging system A.C./D.c. Electric vehicle charging station | GB/T 18487.3-2001 | GB/T 18487.3-2001 | 12 | 12 | [5 empty] | 0 | 574-288
[5 empty] | 电动车辆和直流充电机（站）之间的通讯 | Communication between electric vehicles and DC chargers (stations) |  | 031710 |  | 电动车辆传导充电系统 电动车辆交流/直流充电机（站） | Electric vehicle conductive charging system A.C./D.c. Electric vehicle charging station | GB/T 18487.3-2001 | GB/T 18487.3-2001 | 13 | 13 | [5 empty] | 0 | 574-361
[5 empty] | 分类 | classify |  | 031710 |  | 电动车辆传导充电系统 电动车辆交流/直流充电机（站） | Electric vehicle conductive charging system A.C./D.c. Electric vehicle charging station | GB/T 18487.3-2001 | GB/T 18487.3-2001 | 14 | 14 | [5 empty] | 0
[5 empty] | 标识和说明书 | Identification and instructions |  | 031710 |  | 电动车辆传导充电系统 电动车辆交流/直流充电机（站） | Electric vehicle conductive charging system A.C./D.c. Electric vehicle charging station | GB/T 18487.3-2001 | GB/T 18487.3-2001 | 15 | 15 | [5 empty] | 0
[5 empty] | 充电模式和连接方式检查 | Charging mode and connection mode check |  | 031710 |  | 电动汽车传导充电互操作性测试规范 第1部分：供电设备 | Interperability test specifications of electric vehicle conductive charging--Part 1:Supply equipment | GB/T 34657.1-2017 | GB/T 34657.1-2017 | 6.1 | 6.1 | [5 empty] | 1
[5 empty] | 充电接口互操作性测试 | Charging interface interoperability test |  | 031710 |  | 电动汽车传导充电互操作性测试规范 第1部分：供电设备 | Interperability test specifications of electric vehicle conductive charging--Part 1:Supply equipment | GB/T 34657.1-2017 | GB/T 34657.1-2017 | 6.2 | 6.2 | [5 empty] | 1 | D571-360,571-216
[5 empty] | 直流充电互操作性测试 | DC charge interoperability test |  | 031710 |  | 电动汽车传导充电互操作性测试规范 第1部分：供电设备 | Interperability test specifications of electric vehicle conductive charging--Part 1:Supply equipment | GB/T 34657.1-2017 | GB/T 34657.1-2017 | 6.3 | 6.3 | [5 empty] | 1 | 574-417
[5 empty] | 交流充电互操作性测试 | AC charge interoperability test |  | 031710 |  | 电动汽车传导充电互操作性测试规范 第1部分：供电设备 | Interperability test specifications of electric vehicle conductive charging--Part 1:Supply equipment | GB/T 34657.1-2017 | GB/T 34657.1-2017 | 6.4 | 6.4 | [5 empty] | 1 | 574-416
[5 empty] | 插座空间尺寸检查 | Socket space dimension inspection |  | 031710 |  | 电动汽车传导充电互操作性测试规范 第2部分：车辆 | Interperability test specifications of electric vehicle conductive charging--Part 2:Vehicle | GB/T 34657.2-2017 | GB/T 34657.2-2017 | 6.1 | 6.1 | [5 empty] | 1 | D571-360,571-216
[5 empty] | 直流充电互操作性测试 | DC charge interoperability test |  | 031710 |  | 电动汽车传导充电互操作性测试规范 第2部分：车辆 | Interperability test specifications of electric vehicle conductive charging--Part 2:Vehicle | GB/T 34657.2-2017 | GB/T 34657.2-2017 | 6.2 | 6.2 | [5 empty] | 1 | 574-417
[5 empty] | 交流充电互操作性测试 | AC charge interoperability test |  | 031710 |  | 电动汽车传导充电互操作性测试规范 第2部分：车辆 | Interperability test specifications of electric vehicle conductive charging--Part 2:Vehicle | GB/T 34657.2-2017 | GB/T 34657.2-2017 | 6.3 | 6.3 | [5 empty] | 1 | 574-416
14 | 充电通信协议 | Communication protocols |  | N | 总则 | general rules |  | 031710 |  | 电动汽车非车载传导式充电机与电池管理系统之间的通信协议 | Communication protocols between off-board conductive charger and battery management system for electric vehicle | GB/T 27930-2015 | GB/T 27930-2015 | 4 | 4 | [5 empty] | ＞100
[5 empty] | 物理层 | physical layer |  | 031710 |  | 电动汽车非车载传导式充电机与电池管理系统之间的通信协议 | Communication protocols between off-board conductive charger and battery management system for electric vehicle | GB/T 27930-2015 | GB/T 27930-2015 | 5 | 5 | [5 empty] | ＞100
[5 empty] | 数据链路层 | data link layer |  | 031710 |  | 电动汽车非车载传导式充电机与电池管理系统之间的通信协议 | Communication protocols between off-board conductive charger and battery management system for electric vehicle | GB/T 27930-2015 | GB/T 27930-2015 | 6 | 6 | [5 empty] | ＞100
[5 empty] | 应用层 | application layer |  | 031710 |  | 电动汽车非车载传导式充电机与电池管理系统之间的通信协议 | Communication protocols between off-board conductive charger and battery management system for electric vehicle | GB/T 27930-2015 | GB/T 27930-2015 | 7 | 7 | [5 empty] | ＞100
[5 empty] | 充电总体流程 | Charging overall flow |  | 031710 |  | 电动汽车非车载传导式充电机与电池管理系统之间的通信协议 | Communication protocols between off-board conductive charger and battery management system for electric vehicle | GB/T 27930-2015 | GB/T 27930-2015 | 8 | 8 | [5 empty] | ＞100
[5 empty] | 报文分类 | Message classification |  | 031710 |  | 电动汽车非车载传导式充电机与电池管理系统之间的通信协议 | Communication protocols between off-board conductive charger and battery management system for electric vehicle | GB/T 27930-2015 | GB/T 27930-2015 | 9 | 9 | [5 empty] | ＞100 | 574-417
[5 empty] | 报文格式和内容 | Message format and content |  | 031710 |  | 电动汽车非车载传导式充电机与电池管理系统之间的通信协议 | Communication protocols between off-board conductive charger and battery management system for electric vehicle | GB/T 27930-2015 | GB/T 27930-2015 | 10 | 10 | [5 empty] | ＞100 | 574-417
[5 empty] | 测试例编码规则 | Code rules for test cases |  | 031710 |  | 电动汽车非车载传导式充电机与电池管理系统之间的通信协议一致性测试 | Confcrrmance test for communication protocols between off-board conductivecharger and battery management system for electric vehicle | GB/T 34658-2017 | GB/T 34658-2017 | 7.1 | 7.1 | [5 empty] | 1
[5 empty] | 测试报文时间误差要求 | Time error requirement of Test message |  | 031710 |  | 电动汽车非车载传导式充电机与电池管理系统之间的通信协议一致性测试 | Confcrrmance test for communication protocols between off-board conductivecharger and battery management system for electric vehicle | GB/T 34658-2017 | GB/T 34658-2017 | 7.2 | 7.2 | [5 empty] | 1 | 574-417
[5 empty] | 其他要求 | another requirement |  | 031710 |  | 电动汽车非车载传导式充电机与电池管理系统之间的通信协议一致性测试 | Confcrrmance test for communication protocols between off-board conductivecharger and battery management system for electric vehicle | GB/T 34658-2017 | GB/T 34658-2017 | 7.3 | 7.3 | [5 empty] | 1 | 574-417
[5 empty] | BMS测试例 | BMS test case |  | 031710 |  | 电动汽车非车载传导式充电机与电池管理系统之间的通信协议一致性测试 | Confcrrmance test for communication protocols between off-board conductivecharger and battery management system for electric vehicle | GB/T 34658-2017 | GB/T 34658-2017 | 7.4 | 7.4 | [5 empty] | 1
[5 empty] | 充电机测试例 | Charger test case |  | 031710 |  | 电动汽车非车载传导式充电机与电池管理系统之间的通信协议一致性测试 | Confcrrmance test for communication protocols between off-board conductivecharger and battery management system for electric vehicle | GB/T 34658-2017 | GB/T 34658-2017 | 7.5 | 7.5 | [5 empty] | 1 | 574-417
14 | 电动道路车辆用锌空气蓄电池 | Zinc-air batteries for electric road vehicles |  | N | 单体/模块 外观 | Cell/Module appearance |  | 031713 |  | 电动道路车辆用锌空气蓄电池 | Zinc-air batteries for electric road vehicles | GB/Z 18333.2-2015 | GB/Z 18333.2-2015 | 6.2.1，6.3.1 | 6.2.1，6.3.1 | [5 empty] | 2
[5 empty] | 单体/模块极性 | Cell/Module polarity |  | 031713 |  | 电动道路车辆用锌空气蓄电池 | Zinc-air batteries for electric road vehicles | GB/Z 18333.2-2015 | GB/Z 18333.2-2015 | 6.2.2，6.3.2 | 6.2.2，6.3.2 | [5 empty] | 2
[5 empty] | 单体/模块外形尺寸和质量 | Dimension and mass of cell/module |  | 031713 |  | 电动道路车辆用锌空气蓄电池 | Zinc-air batteries for electric road vehicles | GB/Z 18333.2-2015 | GB/Z 18333.2-2015 | 6.2.3，6.3.3 | 6.2.3，6.3.3 | [5 empty] | 2
[5 empty] | 单体/模块倾倒性 | Pourability of cell/module |  | 031713 |  | 电动道路车辆用锌空气蓄电池 | Zinc-air batteries for electric road vehicles | GB/Z 18333.2-2015 | GB/Z 18333.2-2015 | 6.2.4，6.3.4 | 6.2.4，6.3.4 | [5 empty] | 2 | 579-083
[5 empty] | 单体/模块放电性能 | Discharging performance of cell/module |  | 031713 |  | 电动道路车辆用锌空气蓄电池 | Zinc-air batteries for electric road vehicles | GB/Z 18333.2-2015 | GB/Z 18333.2-2015 | 6.2.5，6.3.5 | 6.2.5，6.3.5 | [5 empty] | 2 | 574-169,574-170
[5 empty] | 低温特性 | Low temperature characteristics |  | 031713 |  | 电动道路车辆用锌空气蓄电池 | Zinc-air batteries for electric road vehicles | GB/Z 18333.2-2015 | GB/Z 18333.2-2015 | 6.2.6 | 6.2.6 | [5 empty] | 2 | 574-169,572-070
[5 empty] | 高温特性 | High temperature characteristics |  | 031713 |  | 电动道路车辆用锌空气蓄电池 | Zinc-air batteries for electric road vehicles | GB/Z 18333.2-2015 | GB/Z 18333.2-2015 | 6.2.7 | 6.2.7 | [5 empty] | 2 | 574-169,572-070
[5 empty] | 荷电保持能力 | Charge retention ability |  | 031713 |  | 电动道路车辆用锌空气蓄电池 | Zinc-air batteries for electric road vehicles | GB/Z 18333.2-2015 | GB/Z 18333.2-2015 | 6.2.8 | 6.2.8 | [5 empty] | 2 | 574-169
[5 empty] | 空气正极工作寿命 | Working life of air positive pole |  | 031713 |  | 电动道路车辆用锌空气蓄电池 | Zinc-air batteries for electric road vehicles | GB/Z 18333.2-2015 | GB/Z 18333.2-2015 | 6.2.9 | 6.2.9 | [5 empty] | 2 | 574-169
[5 empty] | 单体/模块短路 | Short circuit of cell/module |  | 031713 |  | 电动道路车辆用锌空气蓄电池 | Zinc-air batteries for electric road vehicles | GB/Z 18333.2-2015 | GB/Z 18333.2-2015 | 6.2.10.1，6.3.6.1 | 6.2.10.1，6.3.6.1 | [5 empty] | 2 | 574-171
[5 empty] | 单体/模块跌落 | Drop test of cell/module |  | 031713 |  | 电动道路车辆用锌空气蓄电池 | Zinc-air batteries for electric road vehicles | GB/Z 18333.2-2015 | GB/Z 18333.2-2015 | 6.2.10.2，6.3.6.3 | 6.2.10.2，6.3.6.3 | [5 empty] | 2 | 579-083
[5 empty] | 单体/模块加热 | Heating of cell/module |  | 031713 |  | 电动道路车辆用锌空气蓄电池 | Zinc-air batteries for electric road vehicles | GB/Z 18333.2-2015 | GB/Z 18333.2-2015 | 6.2.10.3，6.3.6.4 | 6.2.10.3，6.3.6.4 | [5 empty] | 2 | 572-071
[5 empty] | 单体/模块过放电 | Over-discharging of cell/module |  | 031713 |  | 电动道路车辆用锌空气蓄电池 | Zinc-air batteries for electric road vehicles | GB/Z 18333.2-2015 | GB/Z 18333.2-2015 | 6.2.10.4，6.3.6.5 | 6.2.10.4，6.3.6.5 | [5 empty] | 2 | 574-169,572-070
[5 empty] | 盐雾 | Salt spray test |  | 031713 |  | 电动道路车辆用锌空气蓄电池 | Zinc-air batteries for electric road vehicles | GB/Z 18333.2-2015 | GB/Z 18333.2-2015 | 6.2.10.5 | 6.2.10.5 | [5 empty] | 2 | 570-180
[5 empty] | 耐振动性 | Vibration resistance |  | 031713 |  | 电动道路车辆用锌空气蓄电池 | Zinc-air batteries for electric road vehicles | GB/Z 18333.2-2015 | GB/Z 18333.2-2015 | 6.3.6.6 | 6.3.6.6 | [5 empty] | 2 | 576-004
14 | 电动汽车用电池管理系统 | Battery management system for electric vehicles |  | N | 绝缘电阻 | Insulation resistance |  | 031713 |  | 电动汽车用电池管理系统技术条件 | Technical specification of battery management system for electric vehicles | QC/T 897—2011 | QC/T 897—2011 | 5.2 | 5.2 | [5 empty] | 10 | 574-160
[5 empty] | 绝缘耐压性能 | Voltage withstand performance |  | 031713 |  | 电动汽车用电池管理系统技术条件 | Technical specification of battery management system for electric vehicles | QC/T 897—2011 | QC/T 897—2011 | 5.3 | 5.3 | [5 empty] | 10 | 574-160
[5 empty] | 状态参数测量精度 | Measurement accuracy of status parameter |  | 031713 |  | 电动汽车用电池管理系统技术条件 | Technical specification of battery management system for electric vehicles | QC/T 897—2011 | QC/T 897—2011 | 5.4 | 5.4 | [5 empty] | 10 | 574-144
[5 empty] | SOC估算精度 | Accuracy of SOC estimation |  | 031713 |  | 电动汽车用电池管理系统技术条件 | Technical specification of battery management system for electric vehicles | QC/T 897—2011 | QC/T 897—2011 | 5.5 | 5.5 | [5 empty] | 10 | 574-144
[5 empty] | 电池故障诊断 | Battery failure clinic |  | 031713 |  | 电动汽车用电池管理系统技术条件 | Technical specification of battery management system for electric vehicles | QC/T 897—2011 | QC/T 897—2011 | 5.6 | 5.6 | [5 empty] | 10 | 574-144
[5 empty] | 过电压运行 | Overvoltage working |  | 031713 |  | 电动汽车用电池管理系统技术条件 | Technical specification of battery management system for electric vehicles | QC/T 897—2011 | QC/T 897—2011 | 5.7 | 5.7 | [5 empty] | 10 | 574-144
[5 empty] | 欠电压运行 | Undervoltage working |  | 031713 |  | 电动汽车用电池管理系统技术条件 | Technical specification of battery management system for electric vehicles | QC/T 897—2011 | QC/T 897—2011 | 5.8 | 5.8 | [5 empty] | 10 | 574-144
[5 empty] | 高温运行 | High temperature working test |  | 031713 |  | 电动汽车用电池管理系统技术条件 | Technical specification of battery management system for electric vehicles | QC/T 897—2011 | QC/T 897—2011 | 5.9 | 5.9 | [5 empty] | 10 | 574-144,570-153
[5 empty] | 低温运行 | low temperature working test |  | 031713 |  | 电动汽车用电池管理系统技术条件 | Technical specification of battery management system for electric vehicles | QC/T 897—2011 | QC/T 897—2011 | 5.10 | 5.10 | [5 empty] | 10 | 574-144,570-153
[5 empty] | 耐高温性能 | High temperature resistance ability |  | 031713 |  | 电动汽车用电池管理系统技术条件 | Technical specification of battery management system for electric vehicles | QC/T 897—2011 | QC/T 897—2011 | 5.11 | 5.11 | [5 empty] | 10 | 574-144,570-153
[5 empty] | 耐低温性能 | Low temperature resistance ability |  | 031713 |  | 电动汽车用电池管理系统技术条件 | Technical specification of battery management system for electric vehicles | QC/T 897—2011 | QC/T 897—2011 | 5.12 | 5.12 | [5 empty] | 10 | 574-144,570-153
[5 empty] | 耐温度变化性能 | Resistance ability of temperature change |  | 031713 |  | 电动汽车用电池管理系统技术条件 | Technical specification of battery management system for electric vehicles | QC/T 897—2011 | QC/T 897—2011 | 5.13 | 5.13 | [5 empty] | 10 | 574-144,570-153
[5 empty] | 耐盐雾性能 | Resistance ability of salt spray |  | 031713 |  | 电动汽车用电池管理系统技术条件 | Technical specification of battery management system for electric vehicles | QC/T 897—2011 | QC/T 897—2011 | 5.14 | 5.14 | [5 empty] | 10 | 570-180
[5 empty] | 耐湿热性能 | Resistance ability of dampness and heat |  | 031713 |  | 电动汽车用电池管理系统技术条件 | Technical specification of battery management system for electric vehicles | QC/T 897—2011 | QC/T 897—2011 | 5.15 | 5.15 | [5 empty] | 10 | 570-153
[5 empty] | 耐振动性能 | Resistance ability of vibration |  | 031713 |  | 电动汽车用电池管理系统技术条件 | Technical specification of battery management system for electric vehicles | QC/T 897—2011 | QC/T 897—2011 | 5.16 | 5.16 | [5 empty] | 10 | 573-493
[5 empty] | 耐电源极性反接性能 | Resistance ability of polarity reverse |  | 031713 |  | 电动汽车用电池管理系统技术条件 | Technical specification of battery management system for electric vehicles | QC/T 897—2011 | QC/T 897—2011 | 5.17 | 5.17 | [5 empty] | 10 | 574-144
14 | 电动汽车用电池管理系统 | Battery management system for electric vehicles |  | N | 辐射抗扰度（RS） | Electromagnetic radiation immunity |  | 1212 |  | 电动汽车用电池管理系统技术条件 | Technical specification of battery management system for electric vehicles | QC/T 897-2011 | QC/T 897-2011 | 5.18 | 5.18 | [5 empty] | 10 | 574-120,574-191,573-262,574-190-01,574-198-01,574-124-01,574-124-04,574-124-06,574-124-08,574-198-02,574-217-01,574-192-04,574-192-05,574-218-01,574-124-07,574-124-05,574-124-09,574-218-02,574-350-03,574-350-04,574-350-05,574-124-10,574-124-12,574-124-11,574-132,574-192-03,574-192-02,574-198-09,574-198-10,574-192-01,574-190-03,574-141-01,574-192-07,574-192-08,574-192-09,574-192-10,574-190-02,574-351-05,574-351-06,574-351-07,574-351-08,574-351-09,574-351-10,574-351-11,574-198-03,574-124-02,574-124-03,574-198-05,574-198-07,574-198-06,574-198-08,574-190-05,574-190-06,574-190-07,574-190-08,574-351-03,574-351-04,574-122-01,574-122-02,574-122-04,574-122-03,574-122-05,574-388,574-389,574-390,574-391,574-392,574-393,574-394,574-395,574-396,574-397,574-140,574-141,574-090,574-095,574-138,574-139,574-184,574-183,574-216,574-215,574-322
14 | 动力蓄电池包和系统 | Traction battery pack and system |  | N | 容量和能量 | Capacity and energy |  | 031713 |  | 电动汽车用锂离子动力蓄电池包和系统 第1部分：高功率应用测试规程 | Lithium-ion traction battery pack and system for electric vehicles-Part 1:Test specification for high power applications | GB/T31467.1—2015 | GB/T31467.1—2015 | 7.1 | 7.1 | [5 empty] | 10 | 572-105,574-321
[5 empty] | 功率和内阻 | Power and internal resistance |  | 031713 |  | 电动汽车用锂离子动力蓄电池包和系统 第1部分：高功率应用测试规程 | Lithium-ion traction battery pack and system for electric vehicles-Part 1:Test specification for high power applications | GB/T31467.1—2015 | GB/T31467.1—2015 | 7.2 | 7.2 | [5 empty] | 10 | 572-105,574-321
[5 empty] | 无负载容量损失 | No-load capacity loss |  | 031713 |  | 电动汽车用锂离子动力蓄电池包和系统 第1部分：高功率应用测试规程 | Lithium-ion traction battery pack and system for electric vehicles-Part 1:Test specification for high power applications | GB/T31467.1—2015 | GB/T31467.1—2015 | 7.3 | 7.3 | [5 empty] | 10 | 572-105,574-321
[5 empty] | 存储中容量损失 | Capacity loss in storage |  | 031713 |  | 电动汽车用锂离子动力蓄电池包和系统 第1部分：高功率应用测试规程 | Lithium-ion traction battery pack and system for electric vehicles-Part 1:Test specification for high power applications | GB/T31467.1—2015 | GB/T31467.1—2015 | 7.4 | 7.4 | [5 empty] | 10 | 572-105,574-321
[5 empty] | 高低温启动功率 | High and low temperature start-up power |  | 031713 |  | 电动汽车用锂离子动力蓄电池包和系统 第1部分：高功率应用测试规程 | Lithium-ion traction battery pack and system for electric vehicles-Part 1:Test specification for high power applications | GB/T31467.1—2015 | GB/T31467.1—2015 | 7.5 | 7.5 | [5 empty] | 10 | 572-105,574-321
[5 empty] | 能量效率 | energy efficiency |  | 031713 |  | 电动汽车用锂离子动力蓄电池包和系统 第1部分：高功率应用测试规程 | Lithium-ion traction battery pack and system for electric vehicles-Part 1:Test specification for high power applications | GB/T31467.1—2015 | GB/T31467.1—2015 | 7.6 | 7.6 | [5 empty] | 10 | 572-105,574-321
[5 empty] | 容量和能量 | Capacity and energy |  | 031713 |  | 电动汽车用锂离子动力蓄电池包和系统 第2部分：高能量应用测试规程 | Lithium-ion traction battery pack and system for electric vehicles-Part 2:Test specification for high energy applications | GB/T31467.2—2015 | GB/T31467.2—2015 | 7.1 | 7.1 | [5 empty] | 30 | 572-105,574-321
[5 empty] | 功率和内阻 | Power and internal resistance |  | 031713 |  | 电动汽车用锂离子动力蓄电池包和系统 第2部分：高能量应用测试规程 | Lithium-ion traction battery pack and system for electric vehicles-Part 2:Test specification for high energy applications | GB/T31467.2—2015 | GB/T31467.2—2015 | 7.2 | 7.2 | [5 empty] | 30 | 572-105,574-321
[5 empty] | 无负载容量损失 | No-load capacity loss |  | 031713 |  | 电动汽车用锂离子动力蓄电池包和系统 第2部分：高能量应用测试规程 | Lithium-ion traction battery pack and system for electric vehicles-Part 2:Test specification for high energy applications | GB/T31467.2—2015 | GB/T31467.2—2015 | 7.3 | 7.3 | [5 empty] | 30 | 572-105,574-321
[5 empty] | 存储中容量损失 | Capacity loss in storage |  | 031713 |  | 电动汽车用锂离子动力蓄电池包和系统 第2部分：高能量应用测试规程 | Lithium-ion traction battery pack and system for electric vehicles-Part 2:Test specification for high energy applications | GB/T31467.2—2015 | GB/T31467.2—2015 | 7.4 | 7.4 | [5 empty] | 30 | 572-105,574-321
[5 empty] | 高低温启动功率 | High and low temperature start-up power |  | 031713 |  | 电动汽车用锂离子动力蓄电池包和系统 第2部分：高能量应用测试规程 | Lithium-ion traction battery pack and system for electric vehicles-Part 2:Test specification for high energy applications | GB/T31467.2—2015 | GB/T31467.2—2015 | 7.5 | 7.5 | [5 empty] | 30 | 572-105,574-321
[5 empty] | 能量效率 | energy efficiency |  | 031713 |  | 电动汽车用锂离子动力蓄电池包和系统 第2部分：高能量应用测试规程 | Lithium-ion traction battery pack and system for electric vehicles-Part 2:Test specification for high energy applications | GB/T31467.2—2015 | GB/T31467.2—2015 | 7.6 | 7.6 | [5 empty] | 30 | 572-105,574-321
[5 empty] | 振动试验 | vibration test |  | 031713 |  | 电动汽车用锂离子动力蓄电池包和系统 第3部分-安全性要求 | Lithium-ion traction battery pack and system for electric vehicles-Part 3:Safety requirements and test methods | GB/T 31467.3-2015 | GB/T 31467.3-2015 | 7.1 | 7.1 | [5 empty] | 100 | 573-493,D574-098
[5 empty] | 机械冲击 | Mechanical shock |  | 031713 |  | 电动汽车用锂离子动力蓄电池包和系统 第3部分-安全性要求 | Lithium-ion traction battery pack and system for electric vehicles-Part 3:Safety requirements and test methods | GB/T 31467.3-2015 | GB/T 31467.3-2015 | 7.2 | 7.2 | [5 empty] | 100 | 573-493,D574-098
[5 empty] | 跌落试验 | drop test |  | 031713 |  | 电动汽车用锂离子动力蓄电池包和系统 第3部分-安全性要求 | Lithium-ion traction battery pack and system for electric vehicles-Part 3:Safety requirements and test methods | GB/T 31467.3-2015 | GB/T 31467.3-2015 | 7.3 | 7.3 | [5 empty] | 100 | JMC-173-4
[5 empty] | 翻转试验 | Turnover test |  | 031713 |  | 电动汽车用锂离子动力蓄电池包和系统 第3部分-安全性要求 | Lithium-ion traction battery pack and system for electric vehicles-Part 3:Safety requirements and test methods | GB/T 31467.3-2015 | GB/T 31467.3-2015 | 7.4 | 7.4 | [5 empty] | 100 | 579-177,D574-098
[5 empty] | 模拟碰撞 | crash simulation |  | 031713 |  | 电动汽车用锂离子动力蓄电池包和系统 第3部分-安全性要求 | Lithium-ion traction battery pack and system for electric vehicles-Part 3:Safety requirements and test methods | GB/T 31467.3-2015 | GB/T 31467.3-2015 | 7.5 | 7.5 | [5 empty] | 100 | 573-327,579-144,D574-098,573-327,579-144,579-137,579-138,579-139,579-140,579-144
[5 empty] | 挤压试验 | Extrusion test |  | 031713 |  | 电动汽车用锂离子动力蓄电池包和系统 第3部分-安全性要求 | Lithium-ion traction battery pack and system for electric vehicles-Part 3:Safety requirements and test methods | GB/T 31467.3-2015 | GB/T 31467.3-2015 | 7.6 | 7.6 | [5 empty] | 100 | 579-176
[5 empty] | 温度冲击 | Temperature shock |  | 031713 |  | 电动汽车用锂离子动力蓄电池包和系统 第3部分-安全性要求 | Lithium-ion traction battery pack and system for electric vehicles-Part 3:Safety requirements and test methods | GB/T 31467.3-2015 | GB/T 31467.3-2015 | 7.7 | 7.7 | [5 empty] | 100 | 572-105,572-106,D574-098
[5 empty] | 湿热试验 | Hygrothermal test |  | 031713 |  | 电动汽车用锂离子动力蓄电池包和系统 第3部分-安全性要求 | Lithium-ion traction battery pack and system for electric vehicles-Part 3:Safety requirements and test methods | GB/T 31467.3-2015 | GB/T 31467.3-2015 | 7.8 | 7.8 | [5 empty] | 100 | 572-105,D574-098
[5 empty] | 海水浸泡 | Seawater immersion |  | 031713 |  | 电动汽车用锂离子动力蓄电池包和系统 第3部分-安全性要求 | Lithium-ion traction battery pack and system for electric vehicles-Part 3:Safety requirements and test methods | GB/T 31467.3-2015 | GB/T 31467.3-2015 | 7.9 | 7.9 | [5 empty] | 100
[5 empty] | 外部火烧 | External fire |  | 031713 |  | 电动汽车用锂离子动力蓄电池包和系统 第3部分-安全性要求 | Lithium-ion traction battery pack and system for electric vehicles-Part 3:Safety requirements and test methods | GB/T 31467.3-2015 | GB/T 31467.3-2015 | 7.10 | 7.10 | [5 empty] | 100 | 579-175
[5 empty] | 盐雾试验 | Salt spray test |  | 031713 |  | 电动汽车用锂离子动力蓄电池包和系统 第3部分-安全性要求 | Lithium-ion traction battery pack and system for electric vehicles-Part 3:Safety requirements and test methods | GB/T 31467.3-2015 | GB/T 31467.3-2015 | 7.11 | 7.11 | [5 empty] | 100 | 570-180,D574-098
[5 empty] | 高海拔试验 | High altitude test |  | 031713 |  | 电动汽车用锂离子动力蓄电池包和系统 第3部分-安全性要求 | Lithium-ion traction battery pack and system for electric vehicles-Part 3:Safety requirements and test methods | GB/T 31467.3-2015 | GB/T 31467.3-2015 | 7.12 | 7.12 | [5 empty] | 100 | 579-178,574-376,D574-098
[5 empty] | 过温保护 | Over temperature protection |  | 031713 |  | 电动汽车用锂离子动力蓄电池包和系统 第3部分-安全性要求 | Lithium-ion traction battery pack and system for electric vehicles-Part 3:Safety requirements and test methods | GB/T 31467.3-2015 | GB/T 31467.3-2015 | 7.13 | 7.13 | [5 empty] | 100 | 572-105,574-321,D574-098
[5 empty] | 短路保护 | Short-circuit protection |  | 031713 |  | 电动汽车用锂离子动力蓄电池包和系统 第3部分-安全性要求 | Lithium-ion traction battery pack and system for electric vehicles-Part 3:Safety requirements and test methods | GB/T 31467.3-2015 | GB/T 31467.3-2015 | 7.14 | 7.14 | [5 empty] | 100 | 574-171,D574-098
[5 empty] | 过充电保护 | Over charge protection |  | 031713 |  | 电动汽车用锂离子动力蓄电池包和系统 第3部分-安全性要求 | Lithium-ion traction battery pack and system for electric vehicles-Part 3:Safety requirements and test methods | GB/T 31467.3-2015 | GB/T 31467.3-2015 | 7.15 | 7.15 | [5 empty] | 100 | 574-321,D574-098
[5 empty] | 过放电保护 | Over discharge protection |  | 031713 |  | 电动汽车用锂离子动力蓄电池包和系统 第3部分-安全性要求 | Lithium-ion traction battery pack and system for electric vehicles-Part 3:Safety requirements and test methods | GB/T 31467.3-2015 | GB/T 31467.3-2015 | 7.16 | 7.16 | [5 empty] | 100 | 574-321,D574-098
[5 empty] | 动力电池能量密度（PED）测试方法 | Test methods for power energy density of power battery |  | 031713 |  | 动力电池、燃料电池相关技术指标测试方法(试行) | Test methods for technical indicators of power batteries and fuel cell(for Trial Implement action) | 动力电池、燃料电池相关技术指标测试方法(试行) | Test methods for technical indicators of power batteries and fuel cell(for Trial Implement action) | [7 empty] | 50 | 572-105,574-321,D573-185
[5 empty] | 动力电池（含超级电容器）最大充电倍率（CR）测试方法 | Test methods for charging rate of power battery (supercapacitor included) |  | 031713 |  | 动力电池、燃料电池相关技术指标测试方法(试行) | Test methods for technical indicators of power batteries and fuel cell(for Trial Implement action) | 动力电池、燃料电池相关技术指标测试方法(试行) | Test methods for technical indicators of power batteries and fuel cell(for Trial Implement action) | [7 empty] | 50 | 572-105,574-321
[5 empty] | 燃料电池系统（发动机）额定输出功率测试方法 | Test methods for rated output power of fuel cell system (engine) |  | 031713 |  | 动力电池、燃料电池相关技术指标测试方法(试行) | Test methods for technical indicators of power batteries and fuel cell(for Trial Implement action) | 动力电池、燃料电池相关技术指标测试方法(试行) | Test methods for technical indicators of power batteries and fuel cell(for Trial Implement action) | [7 empty] | 20
[5 empty] | 燃料电池电动汽车续驶里程测试方法 | Test methods for travel mileage of fuel cell electric vehicles |  | 031713 |  | 动力电池、燃料电池相关技术指标测试方法(试行) | Test methods for technical indicators of power batteries and fuel cell(for Trial Implement action) | 动力电池、燃料电池相关技术指标测试方法(试行) | Test methods for technical indicators of power batteries and fuel cell(for Trial Implement action) | [7 empty] | 20
14 | 动力蓄电池 | Traction battery |  | N | 室温容量和能量（初始容量和能量） | Room temperature capacity and energy (initial capacity and energy) |  | 031713 |  | 电动汽车用动力蓄电池循环寿命要求 | Cycle life requirements and test methods for traction battery of electric vehicle | GB/T 31484-2015 | GB/T 31484-2015 | 6.2 | 6.2 | [5 empty] | 100 | 574-169,574-170
[5 empty] | 室温功率（初始功率） | Room temperature power (initial power) |  | 031713 |  | 电动汽车用动力蓄电池循环寿命要求 | Cycle life requirements and test methods for traction battery of electric vehicle | GB/T 31484-2015 | GB/T 31484-2015 | 6.3 | 6.3 | [5 empty] | 100 | 574-169,574-170
[5 empty] | 标准寿命循环 | Standard life cycle |  | 031713 |  | 电动汽车用动力蓄电池循环寿命要求 | Cycle life requirements and test methods for traction battery of electric vehicle | GB/T 31484-2015 | GB/T 31484-2015 | 6.4 | 6.4 | [5 empty] | 100 | 574-169,574-170
[5 empty] | 混合动力乘用车用功率型蓄电池工况循环寿命 | Cycle life of power storage batteries for hybrid passenger cars |  | 031713 |  | 电动汽车用动力蓄电池循环寿命要求 | Cycle life requirements and test methods for traction battery of electric vehicle | GB/T 31484-2015 | GB/T 31484-2015 | 6.5.1 | 6.5.1 | [5 empty] | 100 | 574-144,574-170
[5 empty] | 混合动力商用车用功率型蓄电池工况循环寿命 | Cycle life of power storage batteries for hybrid commercial vehicles |  | 031713 |  | 电动汽车用动力蓄电池循环寿命要求 | Cycle life requirements and test methods for traction battery of electric vehicle | GB/T 31484-2015 | GB/T 31484-2015 | 6.5.2 | 6.5.2 | [5 empty] | 100 | 574-144,574-170
[5 empty] | 纯电动乘用车用功率型蓄电池工况循环寿命 | Operating cycle life of power storage batteries for pure electric passenger cars |  | 031713 |  | 电动汽车用动力蓄电池循环寿命要求 | Cycle life requirements and test methods for traction battery of electric vehicle | GB/T 31484-2015 | GB/T 31484-2015 | 6.5.3 | 6.5.3 | [5 empty] | 100 | 574-144,574-170
[5 empty] | 纯电动商用车用功率型蓄电池工况循环寿命 | Operating cycle life of power storage batteries for pure electric commercial vehicles |  | 031713 |  | 电动汽车用动力蓄电池循环寿命要求 | Cycle life requirements and test methods for traction battery of electric vehicle | GB/T 31484-2015 | GB/T 31484-2015 | 6.5.4 | 6.5.4 | [5 empty] | 100 | 574-144,574-170
[5 empty] | 插电式和增程式电动汽车用功率型蓄电池工况循环寿命 | Cycle life of power storage batteries for plug-in and extended electric vehicles |  | 031713 |  | 电动汽车用动力蓄电池循环寿命要求 | Cycle life requirements and test methods for traction battery of electric vehicle | GB/T 31484-2015 | GB/T 31484-2015 | 6.5.4 | 6.5.4 | [5 empty] | 100 | 574-144,574-170
[5 empty] | 单体/模块过放电 | cell/moduleover discharge |  | 031713 |  | 电动汽车用动力蓄电池安全要求及试验方法 | Safety requirements and test methods for traction battery of electric vehicle | GB/T 31485—2015 | GB/T 31485—2015 | 6.2.2/6.3.2 | 6.2.2/6.3.2 | [5 empty] | 100 | 574-169,574-170
[5 empty] | 单体/模块过充电 | cell/moduleOvercharge |  | 031713 |  | 电动汽车用动力蓄电池安全要求及试验方法 | Safety requirements and test methods for traction battery of electric vehicle | GB/T 31485—2015 | GB/T 31485—2015 | 6.2.3/6.3.3 | 6.2.3/6.3.3 | [5 empty] | 100 | 574-169,574-170
[5 empty] | 单体/模块短路 | cell/moduleshort circuit |  | 031713 |  | 电动汽车用动力蓄电池安全要求及试验方法 | Safety requirements and test methods for traction battery of electric vehicle | GB/T 31485—2015 | GB/T 31485—2015 | 6.2.4/6.3.4 | 6.2.4/6.3.4 | [5 empty] | 100 | 574-169,574-170,574-171
[5 empty] | 单体/模块跌落 | cell/moduledrop |  | 031713 |  | 电动汽车用动力蓄电池安全要求及试验方法 | Safety requirements and test methods for traction battery of electric vehicle | GB/T 31485—2015 | GB/T 31485—2015 | 6.2.5/6.3.5 | 6.2.5/6.3.5 | [5 empty] | 100 | 574-169,574-170,579-083
[5 empty] | 单体/模块加热 | cell/moduleheating |  | 031713 |  | 电动汽车用动力蓄电池安全要求及试验方法 | Safety requirements and test methods for traction battery of electric vehicle | GB/T 31485—2015 | GB/T 31485—2015 | 6.2.6/6.3.6 | 6.2.6/6.3.6 | [5 empty] | 100 | 574-169,574-170,572-070
[5 empty] | 单体/模块挤压 | cell/moduleextrusion |  | 031713 |  | 电动汽车用动力蓄电池安全要求及试验方法 | Safety requirements and test methods for traction battery of electric vehicle | GB/T 31485—2015 | GB/T 31485—2015 | 6.2.7/6.3.7 | 6.2.7/6.3.7 | [5 empty] | 100 | 574-169,574-170,579-084
[5 empty] | 单体/模块针刺 | cell/moduleacupuncture |  | 031713 |  | 电动汽车用动力蓄电池安全要求及试验方法 | Safety requirements and test methods for traction battery of electric vehicle | GB/T 31485—2015 | GB/T 31485—2015 | 6.2.8/6.3.8 | 6.2.8/6.3.8 | [5 empty] | 100 | 574-169,574-170,579-084
[5 empty] | 单体/模块海水浸泡 | cell/moduleSeawater immersion |  | 031713 |  | 电动汽车用动力蓄电池安全要求及试验方法 | Safety requirements and test methods for traction battery of electric vehicle | GB/T 31485—2015 | GB/T 31485—2015 | 6.2.9/6.3.9 | 6.2.9/6.3.9 | [5 empty] | 100 | 574-169,574-170,579-088
[5 empty] | 单体/模块温度循环 | cell/moduleTemperature cycle |  | 031713 |  | 电动汽车用动力蓄电池安全要求及试验方法 | Safety requirements and test methods for traction battery of electric vehicle | GB/T 31485—2015 | GB/T 31485—2015 | 6.2.10/6.3.10 | 6.2.10/6.3.10 | [5 empty] | 100 | 574-169,574-170,572-070
[5 empty] | 单体/模块低气压 | cell/moduleLow atmospheric pressure |  | 031713 |  | 电动汽车用动力蓄电池安全要求及试验方法 | Safety requirements and test methods for traction battery of electric vehicle | GB/T 31485—2015 | GB/T 31485—2015 | 6.2.11/6.3.11 | 6.2.11/6.3.11 | [5 empty] | 100 | 574-169,574-170,579-178
[5 empty] | 单体/模块 外观 | cell/moduleexterior |  | 031713 |  | 电动汽车用动力蓄电池电性能要求及试验方法 | Electrical performance requirements and test methods for traction battery of electric vehicle | GB/T 31486—2015 | GB/T 31486—2015 | 6.2.1/6.3.1 | 6.2.1/6.3.1 | [5 empty] | 100
[5 empty] | 单体/模块 极性 | cell/modulepolar |  | 031713 |  | 电动汽车用动力蓄电池电性能要求及试验方法 | Electrical performance requirements and test methods for traction battery of electric vehicle | GB/T 31486—2015 | GB/T 31486—2015 | 6.2.2/6.3.2 | 6.2.2/6.3.2 | [5 empty] | 100 | 574-162
[5 empty] | 单体/模块 外形尺寸及质量 | cell/modulesize and quality |  | 031713 |  | 电动汽车用动力蓄电池电性能要求及试验方法 | Electrical performance requirements and test methods for traction battery of electric vehicle | GB/T 31486—2015 | GB/T 31486—2015 | 6.2.3/6.3.3 | 6.2.3/6.3.3 | [5 empty] | 100 | D573-182,JMC-173-4
[5 empty] | 单体/模块 室温放电容量 | cell/moduleDischarge capacity at room temperature |  | 031713 |  | 电动汽车用动力蓄电池电性能要求及试验方法 | Electrical performance requirements and test methods for traction battery of electric vehicle | GB/T 31486—2015 | GB/T 31486—2015 | 6.2.5/6.3.5 | 6.2.5/6.3.5 | [5 empty] | 100 | 574-169,574-170
[5 empty] | 室温倍率放电容量 | multiplying power Discharge capacity at room temperature |  | 031713 |  | 电动汽车用动力蓄电池电性能要求及试验方法 | Electrical performance requirements and test methods for traction battery of electric vehicle | GB/T 31486—2015 | GB/T 31486—2015 | 6.3.6 | 6.3.6 | [5 empty] | 100 | 574-170
[5 empty] | 室温倍率充电性能 | multiplying power charge capacity at room temperature |  | 031713 |  | 电动汽车用动力蓄电池电性能要求及试验方法 | Electrical performance requirements and test methods for traction battery of electric vehicle | GB/T 31486—2015 | GB/T 31486—2015 | 6.3.7 | 6.3.7 | [5 empty] | 100 | 574-170
[5 empty] | 低温放电容量 | Low temperature discharge capacity |  | 031713 |  | 电动汽车用动力蓄电池电性能要求及试验方法 | Electrical performance requirements and test methods for traction battery of electric vehicle | GB/T 31486—2015 | GB/T 31486—2015 | 6.3.8 | 6.3.8 | [5 empty] | 100 | 574-170,572-070
[5 empty] | 高温放电容量 | High temperature discharge capacity |  | 031713 |  | 电动汽车用动力蓄电池电性能要求及试验方法 | Electrical performance requirements and test methods for traction battery of electric vehicle | GB/T 31486—2015 | GB/T 31486—2015 | 6.3.9 | 6.3.9 | [5 empty] | 100 | 574-170,572-070
[5 empty] | 荷电保持与容量回复能力 | Charge retention and capacity recovery |  | 031713 |  | 电动汽车用动力蓄电池电性能要求及试验方法 | Electrical performance requirements and test methods for traction battery of electric vehicle | GB/T 31486—2015 | GB/T 31486—2015 | 6.3.10 | 6.3.10 | [5 empty] | 100 | 574-170,572-070
[5 empty] | 耐振动 | Vibration resistance |  | 031713 |  | 电动汽车用动力蓄电池电性能要求及试验方法 | Electrical performance requirements and test methods for traction battery of electric vehicle | GB/T 31486—2015 | GB/T 31486—2015 | 6.3.11 | 6.3.11 | [5 empty] | 100 | 574-170,576-004
[5 empty] | 储存 | Storage |  | 031713 |  | 电动汽车用动力蓄电池电性能要求及试验方法 | Electrical performance requirements and test methods for traction battery of electric vehicle | GB/T 31486—2015 | GB/T 31486—2015 | 6.3.12 | 6.3.12 | [5 empty] | 100 | 574-170,572-070
[5 empty] | 单体/模块外观 | Cell/Module appearance |  | 031713 |  | 电动汽车用锂离子蓄电池 | Lithium-ion batteries for electric vehicles | QC/T 743-2006 | QC/T 743-2006 | 6.2.1/6.3.1 | 6.2.1/6.3.1 | [5 empty] | 20
[5 empty] | 单体/模块极性 | Cell/Module polarity |  | 031713 |  | 电动汽车用锂离子蓄电池 | Lithium-ion batteries for electric vehicles | QC/T 743-2006 | QC/T 743-2006 | 6.2.2/6.3.2 | 6.2.2/6.3.2 | [5 empty] | 20 | 574-162
[5 empty] | 单体/模块外形尺寸和质量 | Dimension and mass of cell/module |  | 031713 |  | 电动汽车用锂离子蓄电池 | Lithium-ion batteries for electric vehicles | QC/T 743-2006 | QC/T 743-2006 | 6.2.3/6.3.3 | 6.2.3/6.3.3 | [5 empty] | 20 | D573-182,JMC-173-4
[5 empty] | 单体/模块20℃放电容量 | Cell/Module discharging capacity under 20℃ |  | 031713 |  | 电动汽车用锂离子蓄电池 | Lithium-ion batteries for electric vehicles | QC/T 743-2006 | QC/T 743-2006 | 6.2.5/6.3.5 | 6.2.5/6.3.5 | [5 empty] | 20 | 574-169,574-170
[5 empty] | -20℃放电容量 | Cell/Module discharging capacity under -20℃ |  | 031713 |  | 电动汽车用锂离子蓄电池 | Lithium-ion batteries for electric vehicles | QC/T 743-2006 | QC/T 743-2006 | 6.2.6 | 6.2.6 | [5 empty] | 20 | 574-169,572-070
[5 empty] | 55℃放电容量 | Cell/Module discharging capacity under 55℃ |  | 031713 |  | 电动汽车用锂离子蓄电池 | Lithium-ion batteries for electric vehicles | QC/T 743-2006 | QC/T 743-2006 | 6.2.7 | 6.2.7 | [5 empty] | 20 | 574-169,572-070
[5 empty] | 20℃倍率放电容量 | Cell/Module rated discharging capacity under 20℃ |  | 031713 |  | 电动汽车用锂离子蓄电池 | Lithium-ion batteries for electric vehicles | QC/T 743-2006 | QC/T 743-2006 | 6.2.8 | 6.2.8 | [5 empty] | 20 | 574-169
[5 empty] | 常温、高温荷电保持能力及容量恢复能力 | Charge retention and capacity recovery under room temperature and high temperature |  | 031713 |  | 电动汽车用锂离子蓄电池 | Lithium-ion batteries for electric vehicles | QC/T 743-2006 | QC/T 743-2006 | 6.2.9 | 6.2.9 | [5 empty] | 20 | 574-170,572-070
[5 empty] | 储存 | Storage |  | 031713 |  | 电动汽车用锂离子蓄电池 | Lithium-ion batteries for electric vehicles | QC/T 743-2006 | QC/T 743-2006 | 6.2.10 | 6.2.10 | [5 empty] | 20 | 574-170
[5 empty] | 循环寿命 | Cycle life |  | 031713 |  | 电动汽车用锂离子蓄电池 | Lithium-ion batteries for electric vehicles | QC/T 743-2006 | QC/T 743-2006 | 6.2.11 | 6.2.11 | [5 empty] | 20 | 574-170
[5 empty] | 单体/模块过放电 | Cell/Module overdischarging |  | 031713 |  | 电动汽车用锂离子蓄电池 | Lithium-ion batteries for electric vehicles | QC/T 743-2006 | QC/T 743-2006 | 6.2.12.1/6.3.8.1 | 6.2.12.1/6.3.8.1 | [5 empty] | 20 | 574-169,574-170
[5 empty] | 单体/模块过充电 | Cell/Module overcharging |  | 031713 |  | 电动汽车用锂离子蓄电池 | Lithium-ion batteries for electric vehicles | QC/T 743-2006 | QC/T 743-2006 | 6.2.12.2/6.3.8.2 | 6.2.12.2/6.3.8.2 | [5 empty] | 20 | 574-169,574-170
[5 empty] | 单体/模块短路 | Cell/Module short circuit |  | 031713 |  | 电动汽车用锂离子蓄电池 | Lithium-ion batteries for electric vehicles | QC/T 743-2006 | QC/T 743-2006 | 6.2.12.3/6.3.8.3 | 6.2.12.3/6.3.8.3 | [5 empty] | 20 | 574-169,574-170,574-171
[5 empty] | 单体跌落 | Cell drop test |  | 031713 |  | 电动汽车用锂离子蓄电池 | Lithium-ion batteries for electric vehicles | QC/T 743-2006 | QC/T 743-2006 | 6.2.12.4 | 6.2.12.4 | [5 empty] | 20 | 574-169,574-170,579-083
[5 empty] | 单体/模块加热 | Cell/module heating test |  | 031713 |  | 电动汽车用锂离子蓄电池 | Lithium-ion batteries for electric vehicles | QC/T 743-2006 | QC/T 743-2006 | 6.2.12.5/6.3.8.4 | 6.2.12.5/6.3.8.4 | [5 empty] | 20 | 574-169,574-170,572-070
[5 empty] | 单体/模块挤压 | Cell/module crush test |  | 031713 |  | 电动汽车用锂离子蓄电池 | Lithium-ion batteries for electric vehicles | QC/T 743-2006 | QC/T 743-2006 | 6.2.12.6/6.3.8.5 | 6.2.12.6/6.3.8.5 | [5 empty] | 20 | 574-169,574-170,579-084
[5 empty] | 单体/模块针刺 | Cell/module needling test |  | 031713 |  | 电动汽车用锂离子蓄电池 | Lithium-ion batteries for electric vehicles | QC/T 743-2006 | QC/T 743-2006 | 6.2.12.7/6.3.8.6 | 6.2.12.7/6.3.8.6 | [5 empty] | 20 | 574-169,574-170,579-084
[5 empty] | 简单模拟工况 | Simple working condition simulation |  | 031713 |  | 电动汽车用锂离子蓄电池 | Lithium-ion batteries for electric vehicles | QC/T 743-2006 | QC/T 743-2006 | 6.3.6 | 6.3.6 | [5 empty] | 20 | 574-170
[5 empty] | 耐振动 | Vibration resistance |  | 031713 |  | 电动汽车用锂离子蓄电池 | Lithium-ion batteries for electric vehicles | QC/T 743-2006 | QC/T 743-2006 | 6.3.7 | 6.3.7 | [5 empty] | 20 | 574-170,576-004
[5 empty] | 充电（单体） | Cell charging |  | 031713 |  | 车用动力电池回收利用 余能检测 | Reycling of traction battery uesd in electric vehicle-Test of residual capacity | GB/T 34015-2017 | GB/T 34015-2017 | 7.1.1 | 7.1.1 | [5 empty] | 1 | D572-113,572-070,574-169,JML-1704-4
[5 empty] | 室温放电容量（单体） | Cell discharging capacity under room temperature |  | 031713 |  | 车用动力电池回收利用 余能检测 | Reycling of traction battery uesd in electric vehicle-Test of residual capacity | GB/T 34015-2017 | GB/T 34015-2017 | 7.1.2 | 7.1.2 | [5 empty] | 1 | D572-113,572-070,574-169,JML-1704-4
[5 empty] | 蓄电池单体余能 | Battery cell complementary energy |  | 031713 |  | 车用动力电池回收利用 余能检测 | Reycling of traction battery uesd in electric vehicle-Test of residual capacity | GB/T 34015-2017 | GB/T 34015-2017 | 7.1.3 | 7.1.3 | [5 empty] | 1
[5 empty] | 充电（模块） | Module charging |  | 031713 |  | 车用动力电池回收利用 余能检测 | Reycling of traction battery uesd in electric vehicle-Test of residual capacity | GB/T 34015-2017 | GB/T 34015-2017 | 7.2.1 | 7.2.1 | [5 empty] | 1 | D572-113,572-070,574-170,JML-1704-4
[5 empty] | 室温放电容量（模块） | Module discharging capacity under room temperature |  | 031713 |  | 车用动力电池回收利用 余能检测 | Reycling of traction battery uesd in electric vehicle-Test of residual capacity | GB/T 34015-2017 | GB/T 34015-2017 | 7.2.2 | 7.2.2 | [5 empty] | 1 | D572-113,572-070,574-170,JML-1704-4
[5 empty] | 低温放电容量（模块） | Module discharging capacity under low temperature |  | 031713 |  | 车用动力电池回收利用 余能检测 | Reycling of traction battery uesd in electric vehicle-Test of residual capacity | GB/T 34015-2017 | GB/T 34015-2017 | 7.2.3 | 7.2.3 | [5 empty] | 1 | D572-113,572-070,574-170,JML-1704-4
[5 empty] | 高温放电容量（模块） | Module discharging capacity under high temperature |  | 031713 |  | 车用动力电池回收利用 余能检测 | Reycling of traction battery uesd in electric vehicle-Test of residual capacity | GB/T 34015-2017 | GB/T 34015-2017 | 7.2.4 | 7.2.4 | [5 empty] | 1 | D572-113,572-070,574-170,JML-1704-4
[5 empty] | 蓄电池模块余能 | Battery module complementary energy |  | 031713 |  | 车用动力电池回收利用 余能检测 | Reycling of traction battery uesd in electric vehicle-Test of residual capacity | GB/T 34015-2017 | GB/T 34015-2017 | 7.2.5 | 7.2.5 | [5 empty] | 1
[5 empty] | 蓄电池单体规格尺寸 | Dimension of battery cell |  | 031713 |  | 电动汽车用动力蓄电池产品规格尺寸 | Dimension of traction battery for electric vehicles | GB/T 34013-2017 | GB/T 34013-2017 | 5 | 5 | [5 empty] | 1 | D571-360
[5 empty] | 蓄电池模块规格尺寸 | Dimension of battery module |  | 031713 |  | 电动汽车用动力蓄电池产品规格尺寸 | Dimension of traction battery for electric vehicles | GB/T 34013-2017 | GB/T 34013-2017 | 6 | 6 | [5 empty] | 1 | D571-360
[5 empty] | 汽车动力蓄电池编码 | Vehicle power battery coding |  | 031713 |  | 汽车动力蓄电池编码规则 | Coding regulation for automotive traction battery | GB/T 34014-2017 | GB/T 34014-2017 | 4 | 4 | [5 empty] | 1
[5 empty] | 数据载体 | Data carrier |  | 031713 |  | 汽车动力蓄电池编码规则 | Coding regulation for automotive traction battery | GB/T 34014-2017 | GB/T 34014-2017 | 5 | 5 | [5 empty] | 1
[5 empty] | 外观质量 | Appearance quality |  | 031713 |  | 电动自行车用蓄电池及充电器 第3部分：锂离子蓄电池及充电器 | Electric bicycles-cell or battery and chargers Part 3: Li-ion batteries and chargers | QB/T 2947.3-2008 | QB/T 2947.3-2008 | 6.1.1.1 | 6.1.1.1 |  |  |  |  | 2018.7 | 5
[5 empty] | 极性标志 | Polarity mark |  | 031713 |  | 电动自行车用蓄电池及充电器 第3部分：锂离子蓄电池及充电器 | Electric bicycles-cell or battery and chargers Part 3: Li-ion batteries and chargers | QB/T 2947.3-2008 | QB/T 2947.3-2008 | 6.1.1.2 | 6.1.1.2 |  |  |  |  | 2018.7 | 5 | JMD-089-4
[5 empty] | 外形尺寸 | Overall Dimensions |  | 031713 |  | 电动自行车用蓄电池及充电器 第3部分：锂离子蓄电池及充电器 | Electric bicycles-cell or battery and chargers Part 3: Li-ion batteries and chargers | QB/T 2947.3-2008 | QB/T 2947.3-2008 | 6.1.1.3 | 6.1.1.3 |  |  |  |  | 2018.7 | 5 | D571-360
[5 empty] | 重量 | Weight |  | 031713 |  | 电动自行车用蓄电池及充电器 第3部分：锂离子蓄电池及充电器 | Electric bicycles-cell or battery and chargers Part 3: Li-ion batteries and chargers | QB/T 2947.3-2008 | QB/T 2947.3-2008 | 6.1.1.4 | 6.1.1.4 |  |  |  |  | 2018.7 | 5 | JML-1704-4
[5 empty] | 标志和代号 | Marks and codes |  | 031713 |  | 电动自行车用蓄电池及充电器 第3部分：锂离子蓄电池及充电器 | Electric bicycles-cell or battery and chargers Part 3: Li-ion batteries and chargers | QB/T 2947.3-2008 | QB/T 2947.3-2008 | 6.1.1.5 | 6.1.1.5 |  |  |  |  | 2018.7 | 5
[5 empty] | 开路电压 | Open-circuit voltage |  | 031713 |  | 电动自行车用蓄电池及充电器 第3部分：锂离子蓄电池及充电器 | Electric bicycles-cell or battery and chargers Part 3: Li-ion batteries and chargers | QB/T 2947.3-2008 | QB/T 2947.3-2008 | 6.1.2.1 | 6.1.2.1 |  |  |  |  | 2018.7 | 5 | JMD-089-4
[5 empty] | 工作电流 | Working Current |  | 031713 |  | 电动自行车用蓄电池及充电器 第3部分：锂离子蓄电池及充电器 | Electric bicycles-cell or battery and chargers Part 3: Li-ion batteries and chargers | QB/T 2947.3-2008 | QB/T 2947.3-2008 | 6.1.2.2 | 6.1.2.2 |  |  |  |  | 2018.7 | 5 | 574-170,572-070
[5 empty] | 常温容量 | Room temperaturecapacity |  | 031713 |  | 电动自行车用蓄电池及充电器 第3部分：锂离子蓄电池及充电器 | Electric bicycles-cell or battery and chargers Part 3: Li-ion batteries and chargers | QB/T 2947.3-2008 | QB/T 2947.3-2008 | 6.1.2.3.1 | 6.1.2.3.1 |  |  |  |  | 2018.7 | 5 | 574-170,572-070
[5 empty] | 低温（-10°C）容量 | Low temperature（-10°C）capacity |  | 031713 |  | 电动自行车用蓄电池及充电器 第3部分：锂离子蓄电池及充电器 | Electric bicycles-cell or battery and chargers Part 3: Li-ion batteries and chargers | QB/T 2947.3-2008 | QB/T 2947.3-2008 | 6.1.2.3.2 | 6.1.2.3.2 |  |  |  |  | 2018.7 | 5 | 574-170,572-070
[5 empty] | 高温（40°C）容量 | High temperature（40°C）capacity |  | 031713 |  | 电动自行车用蓄电池及充电器 第3部分：锂离子蓄电池及充电器 | Electric bicycles-cell or battery and chargers Part 3: Li-ion batteries and chargers | QB/T 2947.3-2008 | QB/T 2947.3-2008 | 6.1.2.3.3 | 6.1.2.3.3 |  |  |  |  | 2018.7 | 5 | 574-170,572-070
[5 empty] | I2（A）放电容量 | I2（A）Discharge capacity |  | 031713 |  | 电动自行车用蓄电池及充电器 第3部分：锂离子蓄电池及充电器 | Electric bicycles-cell or battery and chargers Part 3: Li-ion batteries and chargers | QB/T 2947.3-2008 | QB/T 2947.3-2008 | 6.1.2.3.4 | 6.1.2.3.4 |  |  |  |  | 2018.7 | 5 | 574-170,572-070
[5 empty] | 荷电保持能力 | Charge retention |  | 031713 |  | 电动自行车用蓄电池及充电器 第3部分：锂离子蓄电池及充电器 | Electric bicycles-cell or battery and chargers Part 3: Li-ion batteries and chargers | QB/T 2947.3-2008 | QB/T 2947.3-2008 | 6.1.3 | 6.1.3 |  |  |  |  | 2018.7 | 5 | 574-170,572-070
[5 empty] | 循环寿命 | Cycle life |  | 031713 |  | 电动自行车用蓄电池及充电器 第3部分：锂离子蓄电池及充电器 | Electric bicycles-cell or battery and chargers Part 3: Li-ion batteries and chargers | QB/T 2947.3-2008 | QB/T 2947.3-2008 | 6.1.4 | 6.1.4 |  |  |  |  | 2018.7 | 5 | 574-170,572-070
[5 empty] | 耐振动 | Vibration resistance |  | 031713 |  | 电动自行车用蓄电池及充电器 第3部分：锂离子蓄电池及充电器 | Electric bicycles-cell or battery and chargers Part 3: Li-ion batteries and chargers | QB/T 2947.3-2008 | QB/T 2947.3-2008 | 6.1.5 | 6.1.5 |  |  |  |  | 2018.7 | 5 | 573-493,JMD-089-4,D571-360,574-170
[5 empty] | 短路 | Short circuit |  | 031713 |  | 电动自行车用蓄电池及充电器 第3部分：锂离子蓄电池及充电器 | Electric bicycles-cell or battery and chargers Part 3: Li-ion batteries and chargers | QB/T 2947.3-2008 | QB/T 2947.3-2008 | 6.1.6.1 | 6.1.6.1 |  |  |  |  | 2018.7 | 5 | 574-171,574-170
[5 empty] | 过充电 | Overcharge |  | 031713 |  | 电动自行车用蓄电池及充电器 第3部分：锂离子蓄电池及充电器 | Electric bicycles-cell or battery and chargers Part 3: Li-ion batteries and chargers | QB/T 2947.3-2008 | QB/T 2947.3-2008 | 6.1.6.2 | 6.1.6.2 |  |  |  |  | 2018.7 | 5 | 574-170
[5 empty] | 过放电 | Overdischarge |  | 031713 |  | 电动自行车用蓄电池及充电器 第3部分：锂离子蓄电池及充电器 | Electric bicycles-cell or battery and chargers Part 3: Li-ion batteries and chargers | QB/T 2947.3-2008 | QB/T 2947.3-2008 | 6.1.6.3 | 6.1.6.3 |  |  |  |  | 2018.7 | 5 | 574-170
[5 empty] | 恒温湿热 | Constant temperature damp heat |  | 031713 |  | 电动自行车用蓄电池及充电器 第3部分：锂离子蓄电池及充电器 | Electric bicycles-cell or battery and chargers Part 3: Li-ion batteries and chargers | QB/T 2947.3-2008 | QB/T 2947.3-2008 | 6.1.6.4 | 6.1.6.4 |  |  |  |  | 2018.7 | 5 | 572-070,574-170
[5 empty] | 高低温冲击 | Thermal shock |  | 031713 |  | 电动自行车用蓄电池及充电器 第3部分：锂离子蓄电池及充电器 | Electric bicycles-cell or battery and chargers Part 3: Li-ion batteries and chargers | QB/T 2947.3-2008 | QB/T 2947.3-2008 | 6.1.6.5 | 6.1.6.5 |  |  |  |  | 2018.7 | 5 | 572-097,574-170
[5 empty] | 浸水 | Water immersion |  | 031713 |  | 电动自行车用蓄电池及充电器 第3部分：锂离子蓄电池及充电器 | Electric bicycles-cell or battery and chargers Part 3: Li-ion batteries and chargers | QB/T 2947.3-2008 | QB/T 2947.3-2008 | 6.1.6.6 | 6.1.6.6 |  |  |  |  | 2018.7 | 5 | 579-088,574-170
[5 empty] | 自由跌落 | Free drop |  | 031713 |  | 电动自行车用蓄电池及充电器 第3部分：锂离子蓄电池及充电器 | Electric bicycles-cell or battery and chargers Part 3: Li-ion batteries and chargers | QB/T 2947.3-2008 | QB/T 2947.3-2008 | 6.1.6.7 | 6.1.6.7 |  |  |  |  | 2018.7 | 5 | 579-083,574-170
[5 empty] | 反充电 | Reverse charge |  | 031713 |  | 电动自行车用蓄电池及充电器 第3部分：锂离子蓄电池及充电器 | Electric bicycles-cell or battery and chargers Part 3: Li-ion batteries and chargers | QB/T 2947.3-2008 | QB/T 2947.3-2008 | 6.1.6.8 | 6.1.6.8 |  |  |  |  | 2018.7 | 5 | 574-170
[5 empty] | 130°C高温 | 130°C high temperature |  | 031713 |  | 电动自行车用蓄电池及充电器 第3部分：锂离子蓄电池及充电器 | Electric bicycles-cell or battery and chargers Part 3: Li-ion batteries and chargers | QB/T 2947.3-2008 | QB/T 2947.3-2008 | 6.1.6.9 | 6.1.6.9 |  |  |  |  | 2018.7 | 5 | 570-215,574-170
[5 empty] | 穿刺 | Nail test |  | 031713 |  | 电动自行车用蓄电池及充电器 第3部分：锂离子蓄电池及充电器 | Electric bicycles-cell or battery and chargers Part 3: Li-ion batteries and chargers | QB/T 2947.3-2008 | QB/T 2947.3-2008 | 6.1.6.10 | 6.1.6.10 |  |  |  |  | 2018.7 | 5 | 579-084,574-170
[5 empty] | 挤压 | Crush test |  | 031713 |  | 电动自行车用蓄电池及充电器 第3部分：锂离子蓄电池及充电器 | Electric bicycles-cell or battery and chargers Part 3: Li-ion batteries and chargers | QB/T 2947.3-2008 | QB/T 2947.3-2008 | 6.1.6.11 | 6.1.6.11 |  |  |  |  | 2018.7 | 5 | 579-084
14 | 车用超级电容器 | Super capacitor for electric vehicles |  | N | 单体/模块 外观 | cell/moduleexterior |  | 031713 |  | 车用超级电容器 | Super capacitor for electric vehicles | QC/T 741-2014 | QC/T 741-2014 | 6.2.1/6.3.2 | 6.2.1/6.3.2 | [5 empty] | 10
[5 empty] | 单体/模块极性 | cell/modulePolar |  | 031713 |  | 车用超级电容器 | Super capacitor for electric vehicles | QC/T 741-2014 | QC/T 741-2014 | 6.2.2/6.3.3 | 6.2.2/6.3.3 | [5 empty] | 10 | 574-162
[5 empty] | 单体/模块外形尺寸和质量 | cell/moduleSize and quality |  | 031713 |  | 车用超级电容器 | Super capacitor for electric vehicles | QC/T 741-2014 | QC/T 741-2014 | 6.2.3/6.3.4 | 6.2.3/6.3.4 | [5 empty] | 10 | D573-182,JMC-173-4
[5 empty] | 单体/模块静电容量 | cell/moduleElectrostatic capacity |  | 031713 |  | 车用超级电容器 | Super capacitor for electric vehicles | QC/T 741-2014 | QC/T 741-2014 | 6.2.4/6.3.5 | 6.2.4/6.3.5 | [5 empty] | 10 | 574-169,574-170
[5 empty] | 单体/模块储存能量 | cell/moduleStored energy |  | 031713 |  | 车用超级电容器 | Super capacitor for electric vehicles | QC/T 741-2014 | QC/T 741-2014 | 6.2.5/6.3.6 | 6.2.5/6.3.6 | [5 empty] | 10 | 574-169,574-170
[5 empty] | 单体/模块内阻 | cell/moduleinternal resistance |  | 031713 |  | 车用超级电容器 | Super capacitor for electric vehicles | QC/T 741-2014 | QC/T 741-2014 | 6.2.6/6.3.7 | 6.2.6/6.3.7 | [5 empty] | 10 | 574-169,574-170
[5 empty] | 最大比功率 | Maximum specific power |  | 031713 |  | 车用超级电容器 | Super capacitor for electric vehicles | QC/T 741-2014 | QC/T 741-2014 | 6.2.7 | 6.2.7 | [5 empty] | 10 | 574-170
[5 empty] | 电压保持能量 | Voltage holding energy |  | 031713 |  | 车用超级电容器 | Super capacitor for electric vehicles | QC/T 741-2014 | QC/T 741-2014 | 6.2.8 | 6.2.8 | [5 empty] | 10 | 574-170
[5 empty] | 高温特性 | High temperature characteristics |  | 031713 |  | 车用超级电容器 | Super capacitor for electric vehicles | QC/T 741-2014 | QC/T 741-2014 | 6.2.9 | 6.2.9 | [5 empty] | 10 | 574-170,572-070
[5 empty] | 低温特性 | Low temperature characteristics |  | 031713 |  | 车用超级电容器 | Super capacitor for electric vehicles | QC/T 741-2014 | QC/T 741-2014 | 6.2.10 | 6.2.10 | [5 empty] | 10 | 574-170,572-070
[5 empty] | 单体/模块循环寿命 | cell/modulecycle life |  | 031713 |  | 车用超级电容器 | Super capacitor for electric vehicles | QC/T 741-2014 | QC/T 741-2014 | 6.2.11/6.3.8 | 6.2.11/6.3.8 | [5 empty] | 10 | 574-169,574-170
[5 empty] | 单体/模块过放电 | cell/moduleOver discharge |  | 031713 |  | 车用超级电容器 | Super capacitor for electric vehicles | QC/T 741-2014 | QC/T 741-2014 | 6.2.12.1/6.3.9.1 | 6.2.12.1/6.3.9.1 | [5 empty] | 10 | 574-169,574-170
[5 empty] | 单体/模块过充电 | cell/moduleOvercharge |  | 031713 |  | 车用超级电容器 | Super capacitor for electric vehicles | QC/T 741-2014 | QC/T 741-2014 | 6.2.12.2/6.3.9.2 | 6.2.12.2/6.3.9.2 | [5 empty] | 10 | 574-169,574-170
[5 empty] | 单体/模块短路 | cell/moduleshort circuit |  | 031713 |  | 车用超级电容器 | Super capacitor for electric vehicles | QC/T 741-2014 | QC/T 741-2014 | 6.2.12.3/6.3.9.3 | 6.2.12.3/6.3.9.3 | [5 empty] | 10 | 574-169,574-170,574-171
[5 empty] | 单体/模块跌落 | cell/moduledrop |  | 031713 |  | 车用超级电容器 | Super capacitor for electric vehicles | QC/T 741-2014 | QC/T 741-2014 | 6.2.12.4/6.3.9.4 | 6.2.12.4/6.3.9.4 | [5 empty] | 10 | 574-169,574-170,579-083
[5 empty] | 单体/模块加热 | cell/moduleheating |  | 031713 |  | 车用超级电容器 | Super capacitor for electric vehicles | QC/T 741-2014 | QC/T 741-2014 | 6.2.12.5/6.3.9.5 | 6.2.12.5/6.3.9.5 | [5 empty] | 10 | 574-169,574-170,572-070
[5 empty] | 单体/模块挤压 | cell/moduleextrusion |  | 031713 |  | 车用超级电容器 | Super capacitor for electric vehicles | QC/T 741-2014 | QC/T 741-2014 | 6.2.12.6/6.3.9.6 | 6.2.12.6/6.3.9.6 | [5 empty] | 10 | 574-169,574-170,579-084
[5 empty] | 单体/模块针刺 | cell/moduleacupuncture |  | 031713 |  | 车用超级电容器 | Super capacitor for electric vehicles | QC/T 741-2014 | QC/T 741-2014 | 6.2.12.7/6.3.9.7 | 6.2.12.7/6.3.9.7 | [5 empty] | 10 | 574-169,574-170,579-084
[5 empty] | 单体/模块海水浸泡 | cell/moduleSeawater immersion |  | 031713 |  | 车用超级电容器 | Super capacitor for electric vehicles | QC/T 741-2014 | QC/T 741-2014 | 6.2.12.8/6.3.9.8 | 6.2.12.8/6.3.9.8 | [5 empty] | 10 | 574-169,574-170,579-088
[5 empty] | 单体/模块温度冲击 | cell/moduleTemperature shock |  | 031713 |  | 车用超级电容器 | Super capacitor for electric vehicles | QC/T 741-2014 | QC/T 741-2014 | 6.2.12.9/6.3.9.9 | 6.2.12.9/6.3.9.9 | [5 empty] | 10 | 574-169,574-170,572-070
[5 empty] | 耐振动性 | Vibration resistance |  | 031713 |  | 车用超级电容器 | Super capacitor for electric vehicles | QC/T 741-2014 | QC/T 741-2014 | 6.3.10 | 6.3.10 | [5 empty] | 10 | 574-170,576-004
14 | 电动汽车用金属氢化物镍蓄电池 | Nickel-metalhydride batteries for electric vehicles |  | N | 单体/模块外观 | Cell/Module appearance |  | 031713 |  | 电动汽车用金属氢化物镍蓄电池 | Nickel-metalhydride batteries for electric vehicles | QC/T 744-2006 | QC/T 744-2006 | 6.2.1/6.3.1 | 6.2.1/6.3.1 | [5 empty] | 5
[5 empty] | 单体/模块极性 | Cell/Module polarity |  | 031713 |  | 电动汽车用金属氢化物镍蓄电池 | Nickel-metalhydride batteries for electric vehicles | QC/T 744-2006 | QC/T 744-2006 | 6.2.2/6.3.2 | 6.2.2/6.3.2 | [5 empty] | 5 | 574-162
[5 empty] | 单体/模块外观尺寸及质量 | Dimension and mass of cell/module |  | 031713 |  | 电动汽车用金属氢化物镍蓄电池 | Nickel-metalhydride batteries for electric vehicles | QC/T 744-2006 | QC/T 744-2006 | 6.2.3/6.3.3 | 6.2.3/6.3.3 | [5 empty] | 5 | D573-182,JMC-173-4
[5 empty] | 单体/模块20℃放电容量 | Cell/Module discharging capacity under 20℃ |  | 031713 |  | 电动汽车用金属氢化物镍蓄电池 | Nickel-metalhydride batteries for electric vehicles | QC/T 744-2006 | QC/T 744-2006 | 6.2.5/6.3.5 | 6.2.5/6.3.5 | [5 empty] | 5 | 574-169,574-170
[5 empty] | -20℃放电容量 | Cell/Module discharging capacity under -20℃ |  | 031713 |  | 电动汽车用金属氢化物镍蓄电池 | Nickel-metalhydride batteries for electric vehicles | QC/T 744-2006 | QC/T 744-2006 | 6.2.6 | 6.2.6 | [5 empty] | 5 | 574-169,572-070
[5 empty] | 55℃放电容量 | Cell/Module discharging capacity under 55℃ |  | 031713 |  | 电动汽车用金属氢化物镍蓄电池 | Nickel-metalhydride batteries for electric vehicles | QC/T 744-2006 | QC/T 744-2006 | 6.2.7 | 6.2.7 | [5 empty] | 5 | 574-169,572-070
[5 empty] | 20℃倍率放电性能 | Cell/Module rated discharging capacity under 20℃ |  | 031713 |  | 电动汽车用金属氢化物镍蓄电池 | Nickel-metalhydride batteries for electric vehicles | QC/T 744-2006 | QC/T 744-2006 | 6.2.8 | 6.2.8 | [5 empty] | 5 | 574-169
[5 empty] | 常温与高温荷电保持能力 | Charge retention under room temperature and high temperature |  | 031713 |  | 电动汽车用金属氢化物镍蓄电池 | Nickel-metalhydride batteries for electric vehicles | QC/T 744-2006 | QC/T 744-2006 | 6.2.9 | 6.2.9 | [5 empty] | 5 | 574-169,572-070
[5 empty] | 单体/模块短路 | cell/moduleshort circuit |  | 031713 |  | 电动汽车用金属氢化物镍蓄电池 | Nickel-metalhydride batteries for electric vehicles | QC/T 744-2006 | QC/T 744-2006 | 6.2.10.1/6.3.8.3 | 6.2.10.1/6.3.8.3 | [5 empty] | 5 | 574-169,574-170,574-171
[5 empty] | 单体/模块过放电 | cell/moduleOver discharge |  | 031713 |  | 电动汽车用金属氢化物镍蓄电池 | Nickel-metalhydride batteries for electric vehicles | QC/T 744-2006 | QC/T 744-2006 | 6.2.10.2/6.3.8.1 | 6.2.10.2/6.3.8.1 | [5 empty] | 5 | 574-169,574-170
[5 empty] | 单体/模块过充电 | cell/moduleOvercharge |  | 031713 |  | 电动汽车用金属氢化物镍蓄电池 | Nickel-metalhydride batteries for electric vehicles | QC/T 744-2006 | QC/T 744-2006 | 6.2.10.3/6.3.8.2 | 6.2.10.3/6.3.8.2 | [5 empty] | 5 | 574-169,574-170
[5 empty] | 单体跌落 | cell drop |  | 031713 |  | 电动汽车用金属氢化物镍蓄电池 | Nickel-metalhydride batteries for electric vehicles | QC/T 744-2006 | QC/T 744-2006 | 6.2.10.4 | 6.2.10.4 | [5 empty] | 5 | 574-169,579-083
[5 empty] | 单体/模块加热 | cell/moduleheating |  | 031713 |  | 电动汽车用金属氢化物镍蓄电池 | Nickel-metalhydride batteries for electric vehicles | QC/T 744-2006 | QC/T 744-2006 | 6.2.10.5/6.3.8.4 | 6.2.10.5/6.3.8.4 | [5 empty] | 5 | 574-169,574-170,572-070
[5 empty] | 单体/模块针刺 | Cell/module needling test |  | 031713 |  | 电动汽车用金属氢化物镍蓄电池 | Nickel-metalhydride batteries for electric vehicles | QC/T 744-2006 | QC/T 744-2006 | 6.2.10.6/6.3.8.6 | 6.2.10.6/6.3.8.6 | [5 empty] | 5 | 574-169,574-170,579-084
[5 empty] | 单体/模块挤压 | Cell/module crush test |  | 031713 |  | 电动汽车用金属氢化物镍蓄电池 | Nickel-metalhydride batteries for electric vehicles | QC/T 744-2006 | QC/T 744-2006 | 6.2.10.7/6.3.8.5 | 6.2.10.7/6.3.8.5 | [5 empty] | 5 | 574-169,574-170,579-084
[5 empty] | 循环寿命 | Cycle life |  | 031713 |  | 电动汽车用金属氢化物镍蓄电池 | Nickel-metalhydride batteries for electric vehicles | QC/T 744-2006 | QC/T 744-2006 | 6.2.11 | 6.2.11 | [5 empty] | 5 | 574-169
[5 empty] | 储存 | Storage |  | 031713 |  | 电动汽车用金属氢化物镍蓄电池 | Nickel-metalhydride batteries for electric vehicles | QC/T 744-2006 | QC/T 744-2006 | 6.2.12 | 6.2.12 | [5 empty] | 5 | 574-169
[5 empty] | 简单模拟工况 | Simple working condition simulation |  | 031713 |  | 电动汽车用金属氢化物镍蓄电池 | Nickel-metalhydride batteries for electric vehicles | QC/T 744-2006 | QC/T 744-2006 | 6.3.6 | 6.3.6 | [5 empty] | 5 | 574-170
[5 empty] | 耐振动 | Vibration resistance |  | 031713 |  | 电动汽车用金属氢化物镍蓄电池 | Nickel-metalhydride batteries for electric vehicles | QC/T 744-2006 | QC/T 744-2006 | 6.3.7 | 6.3.7 | [5 empty] | 5 | 574-170,576-004
14 | 加氢口 |  |  | N | 一般检查 | General inspection |  | 031710 |  | 燃料电池电动汽车 加氢口 | Fuel cell electric vehicles-Refuelling receptacle | GB/T 26779-2011 | GB/T 26779-2011 | 6.1 | 6.1 | [5 empty] | 10
[5 empty] | 耐温性 | Temperature resistance |  | 031710 |  | 燃料电池电动汽车 加氢口 | Fuel cell electric vehicles-Refuelling receptacle | GB/T 26779-2011 | GB/T 26779-2011 | 6.4 | 6.4 | [5 empty] | 10 | 572-070
[5 empty] | 气密性 | Air tightness |  | 031710 |  | 燃料电池电动汽车 加氢口 | Fuel cell electric vehicles-Refuelling receptacle | GB/T 26779-2011 | GB/T 26779-2011 | 6.3 | 6.3 | [5 empty] | 10 | 985-019
[5 empty] | 相容性 | compatibility |  | 031710 |  | 燃料电池电动汽车 加氢口 | Fuel cell electric vehicles-Refuelling receptacle | GB/T 26779-2011 | GB/T 26779-2011 | 6.5 | 6.5 | [5 empty] | 10 | 573-143
[5 empty] | 耐氧老化 | Oxygen aging resistance |  | 031710 |  | 燃料电池电动汽车 加氢口 | Fuel cell electric vehicles-Refuelling receptacle | GB/T 26779-2011 | GB/T 26779-2011 | 6.6 | 6.6 | [5 empty] | 10 | 985-026
[5 empty] | 耐液静压强 | Hydrostatic pressure test |  | 031710 |  | 燃料电池电动汽车 加氢口 | Fuel cell electric vehicles-Refuelling receptacle | GB/T 26779-2011 | GB/T 26779-2011 | 6.7 | 6.7 | [5 empty] | 10 | 985-023
[5 empty] | 耐振性 | Vibration resistance test |  | 031710 |  | 燃料电池电动汽车 加氢口 | Fuel cell electric vehicles-Refuelling receptacle | GB/T 26779-2011 | GB/T 26779-2011 | 6.8 | 6.8 | [5 empty] | 10 | 576-009
[5 empty] | 耐异常压力 | Abnormal stress test |  | 031710 |  | 燃料电池电动汽车 加氢口 | Fuel cell electric vehicles-Refuelling receptacle | GB/T 26779-2011 | GB/T 26779-2011 | 6.9 | 6.9 | [5 empty] | 10 | D573-129
[5 empty] | 耐久性 | Durability test |  | 031710 |  | 燃料电池电动汽车 加氢口 | Fuel cell electric vehicles-Refuelling receptacle | GB/T 26779-2011 | GB/T 26779-2011 | 6.10 | 6.10 | [5 empty] | 10 | 985-021
14 | 车载氢系统 |  |  | N | 储氢容器的安装强度 | the installation strength of hydrogen storage container. |  | 031710 |  | 燃料电池电动汽车 车载氢系统 技术条件 | fuel cell electric vehicle onboard hydrogen system specification | GB/T 26990-2011 | GB/T 26990-2011 | 4.2 | 4.2 | [5 empty] | 30 | 573-493
[10 empty] | 燃料电池电动汽车 车载氢系统 试验方法 | fuel cell electric vehicle onboard hydrogen system test methods | GB/T 29126-2012 | GB/T 29126-2012 | 6.1.1 | 6.1.1 | [5 empty] | 30 | 573-493
[5 empty] | 氢气泄漏量及检测 | Hydrogen leakage and detection |  | 031710 |  | 燃料电池电动汽车 车载氢系统 技术条件 | fuel cell electric vehicle onboard hydrogen system specification | GB/T 26990-2011 | GB/T 26990-2011 | 4.3 | 4.3 | [5 empty] | 30 | 570-092
[10 empty] | 燃料电池电动汽车 车载氢系统 试验方法 | fuel cell electric vehicle onboard hydrogen system test methods | GB/T 29126-2012 | GB/T 29126-2012 | 6.1.2 | 6.1.2 | [5 empty] | 30 | 570-092
14 | 车用电机 | the electrical machines and controllers for electric vehicles |  | N | 一般性项目检验 | General test |  | 031714 |  | 电动汽车用驱动电机系统 第2部分：试验方法 | Drive motor system for electric vehicles—Part 2: Test methods | GB/T 18488.2-2015 | GB/T 18488.2-2015 | 5 | 5 | [5 empty] | ＞100 | D571-360,D573-182,D573-016,D572-112,574-172,D574-098,574-158,574-160,573-502,573-503,JML-258-54
[10 empty] | 电动汽车用驱动电机系统 第1部分：技术要求 | Drive motor system for electric vehicles—Part 1: Specification | GB/T 18488.1-2015 | GB/T 18488.1-2015 | 5.2 | 5.2 | [5 empty] | ＞100 | D571-360,D573-182,D573-016,D572-112,574-172,D574-098,574-158,574-160,573-502,573-503,JML-258-54
[5 empty] | 温升试验 | temperature rise |  | 031714 |  | 电动汽车用驱动电机系统 第2部分：试验方法 | Drive motor system for electric vehicles—Part 2: Test methods | GB/T 18488.2-2015 | GB/T 18488.2-2015 | 6 | 6 | [5 empty] | ＞100 | 573-502,573-503,574-288
[10 empty] | 电动汽车用驱动电机系统 第1部分：技术要求 | Drive motor system for electric vehicles—Part 1: Specification | GB/T 18488.1-2015 | GB/T 18488.1-2015 | 5.3 | 5.3 | [5 empty] | ＞100 | 573-502,573-503,574-288
[5 empty] | 输入输出特性 | Input and output character |  | 031714 |  | 电动汽车用驱动电机系统 第2部分：试验方法 | Drive motor system for electric vehicles—Part 2: Test methods | GB/T 18488.2-2015 | GB/T 18488.2-2015 | 7 | 7 | [5 empty] | ＞100 | 573-502,573-503,574-288
[10 empty] | 电动汽车用驱动电机系统 第1部分：技术要求 | Drive motor system for electric vehicles—Part 1: Specification | GB/T 18488.1-2015 | GB/T 18488.1-2015 | 5.4 | 5.4 | [5 empty] | ＞100 | 573-502,573-503,574-288
[5 empty] | 安全性试验 | Safty test |  | 031714 |  | 电动汽车用驱动电机系统 第2部分：试验方法 | Drive motor system for electric vehicles—Part 2: Test methods | GB/T 18488.2-2015 | GB/T 18488.2-2015 | 8 | 8 | [5 empty] | ＞100 | 574-172,573-502,573-503,574-288
[10 empty] | 电动汽车用驱动电机系统 第1部分：技术要求 | Drive motor system for electric vehicles—Part 1: Specification | GB/T 18488.1-2015 | GB/T 18488.1-2015 | 5.5 | 5.5 | [5 empty] | ＞100 | 574-172,573-502,573-503,574-288
[5 empty] | 环境适应性试验 | environment adaptable tests |  | 031714 |  | 电动汽车用驱动电机系统 第2部分：试验方法 | Drive motor system for electric vehicles—Part 2: Test methods | GB/T 18488.2-2015 | GB/T 18488.2-2015 | 9 | 9 | [5 empty] | ＞100 | 573-502,573-503,574-288,570-153,573-493,579-085,570-146,574-154,574-156,574-120,574-191,573-262,574-190-01,574-198-01,574-124-01,574-124-04,574-124-06,574-124-08,574-198-02,574-217-01,574-192-04,574-192-05,574-218-01,574-124-07,574-124-05,574-124-09,574-218-02,574-350-03,574-350-04,574-350-05,574-124-10,574-124-12,574-124-11,574-132,574-192-03,574-192-02,574-198-09,574-198-10,574-192-01,574-190-03,574-141-01,574-192-07,574-192-08,574-192-09,574-192-10,574-190-02,574-351-05,574-351-06,574-351-07,574-351-08,574-351-09,574-351-10,574-351-11,574-198-03,574-124-02,574-124-03,574-198-05,574-198-07,574-198-06,574-198-08,574-190-05,574-190-06,574-190-07,574-190-08,574-351-03,574-351-04,574-122-01,574-122-02,574-122-04,574-122-03,574-122-05,574-388,574-389,574-390,574-391,574-392,574-393,574-394,574-395,574-396,574-397,574-140,574-141,574-090,574-095,574-138,574-139,574-184,574-183,574-216,574-215,574-322,574-120,574-191,574-135,574-209,574-125-01,574-146-01,574-218-03,574-090,574-095,574-138,574-139,574-184,574-183,574-216,574-215,574-322,574-125-02,574-328,574-072-03,574-072-02,574-136,574-125-03
[10 empty] | 电动汽车用驱动电机系统 第1部分：技术要求 | Drive motor system for electric vehicles—Part 1: Specification | GB/T 18488.1-2015 | GB/T 18488.1-2015 | 5.6 | 5.6 | [5 empty] | ＞100 | 573-502,573-503,574-288,570-153,573-493,579-085,570-146,574-154,574-156,574-120,574-191,573-262,574-190-01,574-198-01,574-124-01,574-124-04,574-124-06,574-124-08,574-198-02,574-217-01,574-192-04,574-192-05,574-218-01,574-124-07,574-124-05,574-124-09,574-218-02,574-350-03,574-350-04,574-350-05,574-124-10,574-124-12,574-124-11,574-132,574-192-03,574-192-02,574-198-09,574-198-10,574-192-01,574-190-03,574-141-01,574-192-07,574-192-08,574-192-09,574-192-10,574-190-02,574-351-05,574-351-06,574-351-07,574-351-08,574-351-09,574-351-10,574-351-11,574-198-03,574-124-02,574-124-03,574-198-05,574-198-07,574-198-06,574-198-08,574-190-05,574-190-06,574-190-07,574-190-08,574-351-03,574-351-04,574-122-01,574-122-02,574-122-04,574-122-03,574-122-05,574-388,574-389,574-390,574-391,574-392,574-393,574-394,574-395,574-396,574-397,574-140,574-141,574-090,574-095,574-138,574-139,574-184,574-183,574-216,574-215,574-322,574-120,574-191,574-135,574-209,574-125-01,574-146-01,574-218-03,574-090,574-095,574-138,574-139,574-184,574-183,574-216,574-215,574-322,574-125-02,574-328,574-072-03,574-072-02,574-136,574-125-03
[5 empty] | 可靠性试验 | reliability test |  | 031714 |  | 电动汽车用驱动电机系统 第2部分：试验方法 | Drive motor system for electric vehicles—Part 2: Test methods | GB/T 18488.2-2015 | GB/T 18488.2-2015 | 10 | 10 | [5 empty] | ＞100 | 573-502,573-503,574-288
[10 empty] | 电动汽车用驱动电机系统 第1部分：技术要求 | Drive motor system for electric vehicles—Part 1: Specification | GB/T 18488.1-2015 | GB/T 18488.1-2015 | 5.7 | 5.7 | [5 empty] | ＞100 | 573-502,573-503,574-288
[10 empty] | 电动汽车用驱动电机系统可靠性试验方法 | The reliability test methods of drive motor system for electric vehicles | GB/T 29307-2012 | GB/T 29307-2012 | [7 empty] | 50 | 573-502,573-503,574-288
14 | 非车载传导式充电机 | off-board conductivecharger |  | N | 环境要求 | environmental requirement |  | 031710 |  | 电动汽车非车载传导式充电机技术条件 | Specification for electric vehicle off-board conductivecharger | NB/T 33001-2010 | NB/T 33001-2010 | 6.1 | 6.1 | [5 empty] | 1
[5 empty] | 电源要求 | power requirement |  | 031710 |  | 电动汽车非车载传导式充电机技术条件 | Specification for electric vehicle off-board conductivecharger | NB/T 33001-2010 | NB/T 33001-2010 | 6.2 | 6.2 | [5 empty] | 1
[5 empty] | 耐环境要求 | Environmental requirements |  | 031710 |  | 电动汽车非车载传导式充电机技术条件 | Specification for electric vehicle off-board conductivecharger | NB/T 33001-2010 | NB/T 33001-2010 | 6.3 | 6.3 | [5 empty] | 1 | 579-085,574-417
[5 empty] | 温升要求 | Temperature rise requirement |  | 031710 |  | 电动汽车非车载传导式充电机技术条件 | Specification for electric vehicle off-board conductivecharger | NB/T 33001-2010 | NB/T 33001-2010 | 6.4 | 6.4 | [5 empty] | 1 | 570-153
[5 empty] | 防护要求 | Ip code |  | 031710 |  | 电动汽车非车载传导式充电机技术条件 | Specification for electric vehicle off-board conductivecharger | NB/T 33001-2010 | NB/T 33001-2010 | 6.5 | 6.5 | [5 empty] | 1 | 570-153
[5 empty] | 电气绝缘性能 | Electrical insulation performance |  | 031710 |  | 电动汽车非车载传导式充电机技术条件 | Specification for electric vehicle off-board conductivecharger | NB/T 33001-2010 | NB/T 33001-2010 | 6.6 | 6.6 | [5 empty] | 1 | 574-160,574-418
[5 empty] | 安全要求 | safety requirements |  | 031710 |  | 电动汽车非车载传导式充电机技术条件 | Specification for electric vehicle off-board conductivecharger | NB/T 33001-2010 | NB/T 33001-2010 | 6.7 | 6.7 | [5 empty] | 1 | 574-417
[5 empty] | 充电输出要求 | Charging output requirement |  | 031710 |  | 电动汽车非车载传导式充电机技术条件 | Specification for electric vehicle off-board conductivecharger | NB/T 33001-2010 | NB/T 33001-2010 | 6.8 | 6.8 | [5 empty] | 1 | 574-417
[5 empty] | 充电机效率和功率因数 | Efficiency and Power Factor of Charger |  | 031710 |  | 电动汽车非车载传导式充电机技术条件 | Specification for electric vehicle off-board conductivecharger | NB/T 33001-2010 | NB/T 33001-2010 | 6.9 | 6.9 | [5 empty] | 1 | 574-417
[5 empty] | 均流不平衡度 | Average current imbalance |  | 031710 |  | 电动汽车非车载传导式充电机技术条件 | Specification for electric vehicle off-board conductivecharger | NB/T 33001-2010 | NB/T 33001-2010 | 6.10 | 6.10 | [5 empty] | 1 | 574-417
[5 empty] | 机械强度 | mechanical strength |  | 031710 |  | 电动汽车非车载传导式充电机技术条件 | Specification for electric vehicle off-board conductivecharger | NB/T 33001-2010 | NB/T 33001-2010 | 6.13 | 6.13 | [5 empty] | 1 | 573-638
[5 empty] | 噪声 | noise |  | 031710 |  | 电动汽车非车载传导式充电机技术条件 | Specification for electric vehicle off-board conductivecharger | NB/T 33001-2010 | NB/T 33001-2010 | 6.14 | 6.14 | [5 empty] | 1 | 578-019
[5 empty] | 可靠性指标 | reliability index |  | 031710 |  | 电动汽车非车载传导式充电机技术条件 | Specification for electric vehicle off-board conductivecharger | NB/T 33001-2010 | NB/T 33001-2010 | 6.15 | 6.15 | [5 empty] | 1 | 574-417
[5 empty] | 一般检查 | general inspection |  | 031710 |  | 电动汽车充电设备检验试验规范 第1部分：非车载充电机 | Inspection and test specification for electric vehicle charging equipemnt Part 1: off-board charger | NB/T 33008.1-2013 | NB/T 33008.1-2013 | 5.2 | 5.2 | [5 empty] | 1
[5 empty] | 电击防护试验 | Electric shock protection test |  | 031710 |  | 电动汽车充电设备检验试验规范 第1部分：非车载充电机 | Inspection and test specification for electric vehicle charging equipemnt Part 1: off-board charger | NB/T 33008.1-2013 | NB/T 33008.1-2013 | 5.3 | 5.3 | [5 empty] | 1 | 574-162
[5 empty] | 电气间隙和爬电距离 | Electrical gap and creepage distance |  | 031710 |  | 电动汽车充电设备检验试验规范 第1部分：非车载充电机 | Inspection and test specification for electric vehicle charging equipemnt Part 1: off-board charger | NB/T 33008.1-2013 | NB/T 33008.1-2013 | 5.4 | 5.4 | [5 empty] | 1 | D571-360
[5 empty] | 绝缘性能检查 | Insulation performance inspection |  | 031710 |  | 电动汽车充电设备检验试验规范 第1部分：非车载充电机 | Inspection and test specification for electric vehicle charging equipemnt Part 1: off-board charger | NB/T 33008.1-2013 | NB/T 33008.1-2013 | 5.5 | 5.5 | [5 empty] | 1 | 574-160,574-418
[5 empty] | 充电输出试验 | Charging output test |  | 031710 |  | 电动汽车充电设备检验试验规范 第1部分：非车载充电机 | Inspection and test specification for electric vehicle charging equipemnt Part 1: off-board charger | NB/T 33008.1-2013 | NB/T 33008.1-2013 | 5.6 | 5.6 | [5 empty] | 1 | 574-417
[5 empty] | 功能试验 | function test |  | 031710 |  | 电动汽车充电设备检验试验规范 第1部分：非车载充电机 | Inspection and test specification for electric vehicle charging equipemnt Part 1: off-board charger | NB/T 33008.1-2013 | NB/T 33008.1-2013 | 5.7 | 5.7 | [5 empty] | 1 | 574-417
[5 empty] | 协议一致性试验 | Protocol consistency test |  | 031710 |  | 电动汽车充电设备检验试验规范 第1部分：非车载充电机 | Inspection and test specification for electric vehicle charging equipemnt Part 1: off-board charger | NB/T 33008.1-2013 | NB/T 33008.1-2013 | 5.8 | 5.8 | [5 empty] | 1 | 574-417
[5 empty] | 安全要求试验 | Safety requirement test |  | 031710 |  | 电动汽车充电设备检验试验规范 第1部分：非车载充电机 | Inspection and test specification for electric vehicle charging equipemnt Part 1: off-board charger | NB/T 33008.1-2013 | NB/T 33008.1-2013 | 5.9 | 5.9 | [5 empty] | 1 | 574-417
[5 empty] | 控制导引试验 | Control guidance test |  | 031710 |  | 电动汽车充电设备检验试验规范 第1部分：非车载充电机 | Inspection and test specification for electric vehicle charging equipemnt Part 1: off-board charger | NB/T 33008.1-2013 | NB/T 33008.1-2013 | 5.10 | 5.10 | [5 empty] | 1 | 574-417
[5 empty] | 噪声试验 | noise |  | 031710 |  | 电动汽车充电设备检验试验规范 第1部分：非车载充电机 | Inspection and test specification for electric vehicle charging equipemnt Part 1: off-board charger | NB/T 33008.1-2013 | NB/T 33008.1-2013 | 5.11 | 5.11 | [5 empty] | 1 | 578-019
[5 empty] | 温升试验 | temperature rise test |  | 031710 |  | 电动汽车充电设备检验试验规范 第1部分：非车载充电机 | Inspection and test specification for electric vehicle charging equipemnt Part 1: off-board charger | NB/T 33008.1-2013 | NB/T 33008.1-2013 | 5.12 | 5.12 | [5 empty] | 1 | 570-153,574-417
[5 empty] | 机械强度试验 | mechanical robustness testing |  | 031710 |  | 电动汽车充电设备检验试验规范 第1部分：非车载充电机 | Inspection and test specification for electric vehicle charging equipemnt Part 1: off-board charger | NB/T 33008.1-2013 | NB/T 33008.1-2013 | 5.13 | 5.13 | [5 empty] | 1 | 573-638
[5 empty] | 防护等级试验 | IP code |  | 031710 |  | 电动汽车充电设备检验试验规范 第1部分：非车载充电机 | Inspection and test specification for electric vehicle charging equipemnt Part 1: off-board charger | NB/T 33008.1-2013 | NB/T 33008.1-2013 | 5.14 | 5.14 | [5 empty] | 1 | 579-085
[5 empty] | 低温试验 | low temperature test |  | 031710 |  | 电动汽车充电设备检验试验规范 第1部分：非车载充电机 | Inspection and test specification for electric vehicle charging equipemnt Part 1: off-board charger | NB/T 33008.1-2013 | NB/T 33008.1-2013 | 5.15 | 5.15 | [5 empty] | 1 | 570-153
[5 empty] | 高温试验 | high temperature test |  | 031710 |  | 电动汽车充电设备检验试验规范 第1部分：非车载充电机 | Inspection and test specification for electric vehicle charging equipemnt Part 1: off-board charger | NB/T 33008.1-2013 | NB/T 33008.1-2013 | 5.16 | 5.16 | [5 empty] | 1 | 570-153
[5 empty] | 交变湿热试验 | [机]cyclic damp heat test |  | 031710 |  | 电动汽车充电设备检验试验规范 第1部分：非车载充电机 | Inspection and test specification for electric vehicle charging equipemnt Part 1: off-board charger | NB/T 33008.1-2013 | NB/T 33008.1-2013 | 5.17 | 5.17 | [5 empty] | 1 | 570-153
14 | 交流充电桩 | A.C charging point |  | N | 环境要求 | environmental requirement |  | 031710 |  | 电动汽车交流充电桩技术条件 | Specification for electric vehicle A.C charging point | NB/T 33002-2010 | NB/T 33002-2010 | 7.1 | 7.1 | [5 empty] | 1
[5 empty] | 电源要求 | power requirement |  | 031710 |  | 电动汽车交流充电桩技术条件 | Specification for electric vehicle A.C charging point | NB/T 33002-2010 | NB/T 33002-2010 | 7.2 | 7.2 | [5 empty] | 1
[5 empty] | 结构要求 | structural requirement |  | 031710 |  | 电动汽车交流充电桩技术条件 | Specification for electric vehicle A.C charging point | NB/T 33002-2010 | NB/T 33002-2010 | 7.3 | 7.3 | [5 empty] | 1
[5 empty] | 性能要求 | performance requirement |  | 031710 |  | 电动汽车交流充电桩技术条件 | Specification for electric vehicle A.C charging point | NB/T 33002-2010 | NB/T 33002-2010 | 7.4 | 7.4 | [5 empty] | 1 | 579-085,574-160,574-418
[5 empty] | 安全要求 | safety requirements |  | 031710 |  | 电动汽车交流充电桩技术条件 | Specification for electric vehicle A.C charging point | NB/T 33002-2010 | NB/T 33002-2010 | 7.5 | 7.5 | [5 empty] | 1
[5 empty] | 充电连接方式检查 | Charging connection mode check |  | 031710 |  | 电动汽车充电设备检验试验规范 第2部分：交流充电桩 | Inspection and test specification for electric vehicle charging equipemnt Part 2: A.C charging sput | NB/T 33008.2-2013 | NB/T 33008.2-2013 | 5.2 | 5.2 | [5 empty] | 1
[5 empty] | 桩体检查 | Pile body inspection |  | 031710 |  | 电动汽车充电设备检验试验规范 第2部分：交流充电桩 | Inspection and test specification for electric vehicle charging equipemnt Part 2: A.C charging sput | NB/T 33008.2-2013 | NB/T 33008.2-2013 | 5.3 | 5.3 | [5 empty] | 1
[5 empty] | 电气模块检查 | Electrical module inspection |  | 031710 |  | 电动汽车充电设备检验试验规范 第2部分：交流充电桩 | Inspection and test specification for electric vehicle charging equipemnt Part 2: A.C charging sput | NB/T 33008.2-2013 | NB/T 33008.2-2013 | 5.4 | 5.4 | [5 empty] | 1
[5 empty] | 电能表检查 | Watt-hour meter inspection |  | 031710 |  | 电动汽车充电设备检验试验规范 第2部分：交流充电桩 | Inspection and test specification for electric vehicle charging equipemnt Part 2: A.C charging sput | NB/T 33008.2-2013 | NB/T 33008.2-2013 | 5.5 | 5.5 | [5 empty] | 1
[5 empty] | 绝缘性能试验 | Insulation performance test |  | 031710 |  | 电动汽车充电设备检验试验规范 第2部分：交流充电桩 | Inspection and test specification for electric vehicle charging equipemnt Part 2: A.C charging sput | NB/T 33008.2-2013 | NB/T 33008.2-2013 | 5.6 | 5.6 | [5 empty] | 1 | 574-160,574-418
[5 empty] | 漏电流试验 | leakage current test |  | 031710 |  | 电动汽车充电设备检验试验规范 第2部分：交流充电桩 | Inspection and test specification for electric vehicle charging equipemnt Part 2: A.C charging sput | NB/T 33008.2-2013 | NB/T 33008.2-2013 | 5.7 | 5.7 | [5 empty] | 1 | 574-419
[5 empty] | 带载分合电路试验 | Load splitter circuit test |  | 031710 |  | 电动汽车充电设备检验试验规范 第2部分：交流充电桩 | Inspection and test specification for electric vehicle charging equipemnt Part 2: A.C charging sput | NB/T 33008.2-2013 | NB/T 33008.2-2013 | 5.8 | 5.8 | [5 empty] | 1 | 574-416
[5 empty] | 连接异常试验 | Connection abnormal test |  | 031710 |  | 电动汽车充电设备检验试验规范 第2部分：交流充电桩 | Inspection and test specification for electric vehicle charging equipemnt Part 2: A.C charging sput | NB/T 33008.2-2013 | NB/T 33008.2-2013 | 5.9 | 5.9 | [5 empty] | 1 | 574-416
[5 empty] | 功能试验 | function test |  | 031710 |  | 电动汽车充电设备检验试验规范 第2部分：交流充电桩 | Inspection and test specification for electric vehicle charging equipemnt Part 2: A.C charging sput | NB/T 33008.2-2013 | NB/T 33008.2-2013 | 5.10 | 5.10 | [5 empty] | 1 | 574-416
[5 empty] | 控制导引试验 | Control guidance test |  | 031710 |  | 电动汽车充电设备检验试验规范 第2部分：交流充电桩 | Inspection and test specification for electric vehicle charging equipemnt Part 2: A.C charging sput | NB/T 33008.2-2013 | NB/T 33008.2-2013 | 5.11 | 5.11 | [5 empty] | 1 | 574-416
[5 empty] | 安全要求试验 | Safety requirement test |  | 031710 |  | 电动汽车充电设备检验试验规范 第2部分：交流充电桩 | Inspection and test specification for electric vehicle charging equipemnt Part 2: A.C charging sput | NB/T 33008.2-2013 | NB/T 33008.2-2013 | 5.12 | 5.12 | [5 empty] | 1 | 574-416
[5 empty] | 计量数据一致性试验 | Measurement data consistency test |  | 031710 |  | 电动汽车充电设备检验试验规范 第2部分：交流充电桩 | Inspection and test specification for electric vehicle charging equipemnt Part 2: A.C charging sput | NB/T 33008.2-2013 | NB/T 33008.2-2013 | 5.13 | 5.13 | [5 empty] | 1 | 574-417
[5 empty] | 机械强度试验 | mechanical robustness testing |  | 031710 |  | 电动汽车充电设备检验试验规范 第2部分：交流充电桩 | Inspection and test specification for electric vehicle charging equipemnt Part 2: A.C charging sput | NB/T 33008.2-2013 | NB/T 33008.2-2013 | 5.14 | 5.14 | [5 empty] | 1 | 573-639
[5 empty] | 防护等级试验 | IP code |  | 031710 |  | 电动汽车充电设备检验试验规范 第2部分：交流充电桩 | Inspection and test specification for electric vehicle charging equipemnt Part 2: A.C charging sput | NB/T 33008.2-2013 | NB/T 33008.2-2013 | 5.15 | 5.15 | [5 empty] | 1 | 579-085
[5 empty] | 低温试验 | low temperature test |  | 031710 |  | 电动汽车充电设备检验试验规范 第2部分：交流充电桩 | Inspection and test specification for electric vehicle charging equipemnt Part 2: A.C charging sput | NB/T 33008.2-2013 | NB/T 33008.2-2013 | 5.16 | 5.16 | [5 empty] | 1 | 570-153,574-416
[5 empty] | 高温试验 | high temperature test |  | 031710 |  | 电动汽车充电设备检验试验规范 第2部分：交流充电桩 | Inspection and test specification for electric vehicle charging equipemnt Part 2: A.C charging sput | NB/T 33008.2-2013 | NB/T 33008.2-2013 | 5.17 | 5.17 | [5 empty] | 1 | 570-153,574-416
[5 empty] | 恒定湿热试验 | steady-state damp heat test |  | 031710 |  | 电动汽车充电设备检验试验规范 第2部分：交流充电桩 | Inspection and test specification for electric vehicle charging equipemnt Part 2: A.C charging sput | NB/T 33008.2-2013 | NB/T 33008.2-2013 | 5.18 | 5.18 | [5 empty] | 1 | 570-153,574-416
14 | 充电桩 | Charger point |  | N | 电磁兼容（EMI） | EMI |  | 1299 |  | 电动汽车非车载传导式充电机技术条件 | Specification for electric vehicle off-board conductive charger | NB/T 33001-2010 | NB/T 33001-2010 | 6.12 | 6.12 | [5 empty] | 1 | 574-120,574-135,574-209,573-262,574-125-01,574-182,574-181,574-294
[10 empty] | 电动汽车充电设备检验试验规范 第1部分：非车载充电机 | Inspection and test specification for electric vehicle charger equipment Part 1：off-board charger | NB/T 33008.1-2013 | NB/T 33008.1-2013 | 5.19 | 5.19 | [5 empty] | 1 | 574-120,574-135,574-209,573-262,574-125-01,574-182,574-181,574-294,574-292,574-293,574-380
[10 empty] | 电动汽车交流充电桩技术条件 | Specification for electric vehicle A.C charger point | NB/T 33002-2010 | NB/T 33002-2010 | 7.4.3 | 7.4.3 | [5 empty] | 1 | 574-120,574-135,574-209,573-262,574-125-01
[5 empty] | 电磁兼容（EMS） | EMS |  | 1299 |  | 电动汽车非车载传导式充电机技术条件 | Specification for electric vehicle off-board conductive charger | NB/T 33001-2010 | NB/T 33001-2010 | 6.12 | 6.12 | [5 empty] | 1 | 574-120,573-262,574-190-01,574-198-01,574-124-01,574-124-04,574-124-06,574-124-08,574-198-02,574-217-01,574-192-04,574-192-05,574-218-01,574-124-07,574-124-05,574-124-09,574-218-02,574-350-03,574-350-04,574-350-05,574-124-10,574-124-12,574-124-11,574-132,574-192-03,574-192-02,574-198-09,574-198-10,574-192-01,574-190-03,574-141-01,574-192-07,574-192-08,574-192-09,574-192-10,574-190-02,574-351-05,574-351-06,574-351-07,574-351-08,574-351-09,574-351-10,574-351-11,574-198-03,574-124-02,574-124-03,574-198-05,574-198-07,574-198-06,574-198-08,574-190-05,574-190-06,574-190-07,574-190-08,574-351-03,574-351-04,574-289,574-290,574-291,574-377,574-379,574-382,574-221,574-351-02
[10 empty] | 电动汽车充电设备检验试验规范 第1部分：非车载充电机 | Inspection and test specification for electric vehicle charger equipment Part 1：off-board charger | NB/T 33008.1-2013 | NB/T 33008.1-2013 | 5.18 | 5.18 | [5 empty] | 1 | 574-120,573-262,574-190-01,574-198-01,574-124-01,574-124-04,574-124-06,574-124-08,574-198-02,574-217-01,574-192-04,574-192-05,574-218-01,574-124-07,574-124-05,574-124-09,574-218-02,574-350-03,574-350-04,574-350-05,574-124-10,574-124-12,574-124-11,574-132,574-192-03,574-192-02,574-198-09,574-198-10,574-192-01,574-190-03,574-141-01,574-192-07,574-192-08,574-192-09,574-192-10,574-190-02,574-351-05,574-351-06,574-351-07,574-351-08,574-351-09,574-351-10,574-351-11,574-198-03,574-124-02,574-124-03,574-198-05,574-198-07,574-198-06,574-198-08,574-190-05,574-190-06,574-190-07,574-190-08,574-351-03,574-351-04,574-289,574-290,574-291,574-377,574-379,574-382,574-299,574-381,574-221,574-351-02
[10 empty] | 电动汽车交流充电桩技术条件 | Specification for electric vehicle A.C charger point | NB/T 33002-2010 | NB/T 33002-2010 | 7.4.3 | 7.4.3 | [5 empty] | 1 | 574-120,573-262,574-190-01,574-198-01,574-124-01,574-124-04,574-124-06,574-124-08,574-198-02,574-217-01,574-192-04,574-192-05,574-218-01,574-124-07,574-124-05,574-124-09,574-218-02,574-350-03,574-350-04,574-350-05,574-124-10,574-124-12,574-124-11,574-132,574-192-03,574-192-02,574-198-09,574-198-10,574-192-01,574-190-03,574-141-01,574-192-07,574-192-08,574-192-09,574-192-10,574-190-02,574-351-05,574-351-06,574-351-07,574-351-08,574-351-09,574-351-10,574-351-11,574-289,574-290,574-291,574-377,574-379,574-382,574-221,574-351-02
[10 empty] | 电动汽车充电设备检验试验规范 第2部分：交流充电桩 | Inspection and test specification for electric vehicle charger equipment Part 2：A.C charging spot | NB/T 33008.2-2013 | NB/T 33008.2-2013 | 5.19 | 5.19 | [5 empty] | 1 | 574-120,573-262,574-190-01,574-198-01,574-124-01,574-124-04,574-124-06,574-124-08,574-198-02,574-217-01,574-192-04,574-192-05,574-218-01,574-124-07,574-124-05,574-124-09,574-218-02,574-350-03,574-350-04,574-350-05,574-124-10,574-124-12,574-124-11,574-132,574-192-03,574-192-02,574-198-09,574-198-10,574-192-01,574-190-03,574-141-01,574-192-07,574-192-08,574-192-09,574-192-10,574-190-02,574-351-05,574-351-06,574-351-07,574-351-08,574-351-09,574-351-10,574-351-11,574-198-03,574-124-02,574-124-03,574-198-05,574-198-07,574-198-06,574-198-08,574-190-05,574-190-06,574-190-07,574-190-08,574-351-03,574-351-04,574-289,574-290,574-291,574-377,574-379,574-382,574-299,574-381,574-221,574-351-02
14 | 车载终端 | T-BOX |  | N | 电磁兼容性能（EMI） | EMI |  | 1211 |  | 电动汽车远程服务与管理系统技术规范 第2部分：车载终端 | Technical specifications of remote service and management system for electric vehicles-Part 2: On-board terminal | GB/T 32960.2-2016 | GB/T 32960.2-2016 | 4.3.3 | 4.3.3 | [5 empty] | 1 | 574-135,574-125-02,574-072-02,574-072-03,574-136,574-095,574-090,574-218-03,574-146-01,574-125-03,574-209,574-328,574-209
[5 empty] | 电磁兼容性能（EMS） | EMS |  | 1212 |  | 电动汽车远程服务与管理系统技术规范 第2部分：车载终端 | Technical specifications of remote service and management system for electric vehicles-Part 2: On-board terminal | GB/T 32960.2-2016 | GB/T 32960.2-2016 | 4.3.3 | 4.3.3 | [5 empty] | 1 | 574-124-01,574-124-04,574-124-05,574-124-08,574-124-09,574-124-11,574-124-12,574-124-02,574-124-03,574-141-01,574-122-01,574-122-02,574-122-03,574-122-04,575-023,574-215,574-221,574-193,574-353-07,574-122-02
14 | 电动汽车传导充电系统 | Electric vehicles conductive charging system |  | N | 电磁兼容 | EMC |  | 121199,121299 |  | 电动汽车传导充电系统 第2部分：非车载传导供电设备电磁兼容要求 | Electric vehicles conductive charging system-- Part 2: EMC requirements for off-board electric vehicle supply equipment | GB/T 18487.2-2017 | GB/T 18487.2-2017 | 7,8 | 7,8 | 不测：信号端口（浪涌冲击抗扰度） | Except for： signal port(Surge) |  |  | 2018.12 | 3 | 574-181,574-182,574-294,574-135,574-209,574-125-01,574-124-01,574-520,574-190-01,574-198-01,574-351-02,574-124-04,574-192-05,574-124-08,574-217-01,574-517,574-518,574-124-12,574-519,574-192-03,574-124-12,574-124-11,574-124-02,574-124-03,574-198-05,574-198-07,574-198-06,574-198-08,574-190-05,574-190-06,574-190-07,574-190-08,574-351-03,574-351-04,574-389,574-390,574-391,574-521,574-141-01,574-192-07,574-192-08,574-192-09,574-192-10,574-190-02,574-351-05,574-351-06,574-351-07,574-351-08,574-351-09,574-351-10,574-351-11,574-289,574-290,574-377,574-382,574-291,574-379,574-299,574-381,574-380,574-292,574-293,574-428,574-429,574-430,574-431,574-432,574-433,574-388,574-389,574-390,574-391,574-392,574-393,574-394,574-395
0 | 1 | 2 | 3 | 4 | 5 | 6 | 7 | 8 | 9 | 10 | 11 | 12 | 13 | 14 | 15 | 16 | 17 | 18 | 19 | 20 | 21 | 22
14 | 动力蓄电池 | Traction Battery |  | N | 一般要求 | General requirements |  | 031713 |  | 电动摩托车和电动轻便摩托车用锂离子电池 | Lithium-ion battery for electric mopeds and motorcycles | GB/T 36672-2018 | GB/T 36672-2018 | 5.1 | 5.1 |  |  |  |  | 2019 | 1
[5 empty] | 工作环境要求 | Work environment requirements |  | 031713 |  | 电动摩托车和电动轻便摩托车用锂离子电池 | Lithium-ion battery for electric mopeds and motorcycles | GB/T 36672-2018 | GB/T 36672-2018 | 5.2 | 5.2 |  |  |  |  | 2019 | 1 | D572-113
[5 empty] | 室温放电容量 | Room temperature discharge capacity |  | 031713 |  | 电动摩托车和电动轻便摩托车用锂离子电池 | Lithium-ion battery for electric mopeds and motorcycles | GB/T 36672-2018 | GB/T 36672-2018 | 5.3.1 | 5.3.1 |  |  |  |  | 2019 | 1 | D572-113,574-170,574-321
[5 empty] | 单体及模块电性能 | Electrical properties of cell and module |  | 031713 |  | 电动摩托车和电动轻便摩托车用锂离子电池 | Lithium-ion battery for electric mopeds and motorcycles | GB/T 36672-2018 | GB/T 36672-2018 | 5.3.2 | 5.3.2 |  |  |  |  | 2019 | 1 | JMD-089-4,JMC-173-4,JML-1704-4,574-169,574-170,572-120,576-004,D572-113
[5 empty] | 循环寿命 | Cycle life |  | 031713 |  | 电动摩托车和电动轻便摩托车用锂离子电池 | Lithium-ion battery for electric mopeds and motorcycles | GB/T 36672-2018 | GB/T 36672-2018 | 5.3.3 | 5.3.3 |  |  |  |  | 2019 | 1 | D572-113,574-170,574-321
[5 empty] | 温度场均匀性 | Uniformity of temperature field |  | 031713 |  | 电动摩托车和电动轻便摩托车用锂离子电池 | Lithium-ion battery for electric mopeds and motorcycles | GB/T 36672-2018 | GB/T 36672-2018 | 5.3.4 | 5.3.4 |  |  |  |  | 2019 | 1 | 579-193,574-170,574-321,572-070
[5 empty] | 额定电压等级 | Rated voltage class |  | 031713 |  | 电动摩托车和电动轻便摩托车用锂离子电池 | Lithium-ion battery for electric mopeds and motorcycles | GB/T 36672-2018 | GB/T 36672-2018 | 5.3.5 | 5.3.5 |  |  |  |  | 2019 | 1
[5 empty] | 蓄电池系统的绝缘电阻 | Insulation resistance of battery system |  | 031713 |  | 电动摩托车和电动轻便摩托车用锂离子电池 | Lithium-ion battery for electric mopeds and motorcycles | GB/T 36672-2018 | GB/T 36672-2018 | 5.3.6 | 5.3.6 |  |  |  |  | 2019 | 1 | 574-160,D572-113
[5 empty] | 高压断电保护 | High voltage cut-off protection |  | 031713 |  | 电动摩托车和电动轻便摩托车用锂离子电池 | Lithium-ion battery for electric mopeds and motorcycles | GB/T 36672-2018 | GB/T 36672-2018 | 5.3.7 | 5.3.7 |  |  |  |  | 2019 | 1
[5 empty] | 温度冲击 | Thermal shock |  | 031713 |  | 电动摩托车和电动轻便摩托车用锂离子电池 | Lithium-ion battery for electric mopeds and motorcycles | GB/T 36672-2018 | GB/T 36672-2018 | 5.4.1 | 5.4.1 |  |  |  |  | 2019 | 1 | 574-170,574-321,574-160,570-215
[5 empty] | 湿热循环 | Damp heat cycle |  | 031713 |  | 电动摩托车和电动轻便摩托车用锂离子电池 | Lithium-ion battery for electric mopeds and motorcycles | GB/T 36672-2018 | GB/T 36672-2018 | 5.4.2 | 5.4.2 |  |  |  |  | 2019 | 1 | 572-070,574-170,574-321,574-160
[5 empty] | 盐雾 | Salt spray |  | 031713 |  | 电动摩托车和电动轻便摩托车用锂离子电池 | Lithium-ion battery for electric mopeds and motorcycles | GB/T 36672-2018 | GB/T 36672-2018 | 5.4.3 | 5.4.3 |  |  |  |  | 2019 | 1 | 574-170,574-321,570-180
[5 empty] | 高海拔 | High altitude |  | 031713 |  | 电动摩托车和电动轻便摩托车用锂离子电池 | Lithium-ion battery for electric mopeds and motorcycles | GB/T 36672-2018 | GB/T 36672-2018 | 5.4.4 | 5.4.4 |  |  |  |  | 2019 | 1 | 574-170,574-321,579-178
[5 empty] | 防护 | Protection |  | 031713 |  | 电动摩托车和电动轻便摩托车用锂离子电池 | Lithium-ion battery for electric mopeds and motorcycles | GB/T 36672-2018 | GB/T 36672-2018 | 5.4.5 | 5.4.5 |  |  |  |  | 2019 | 1 | 574-154,574-156,570-146,574-170,574-321,JMD-089-4
[5 empty] | 耐振动强度 | Vibration resistance |  | 031713 |  | 电动摩托车和电动轻便摩托车用锂离子电池 | Lithium-ion battery for electric mopeds and motorcycles | GB/T 36672-2018 | GB/T 36672-2018 | 5.5.1 | 5.5.1 |  |  |  |  | 2019 | 1 | 573-493,574-170,574-321,574-160,D572-113
[5 empty] | 耐冲击强度 | Mechanical shock resistance |  | 031713 |  | 电动摩托车和电动轻便摩托车用锂离子电池 | Lithium-ion battery for electric mopeds and motorcycles | GB/T 36672-2018 | GB/T 36672-2018 | 5.5.2 | 5.5.2 |  |  |  |  | 2019 | 1 | 574-170,574-321,D572-113
[5 empty] | 锁止固定 | Locking fixed |  | 031713 |  | 电动摩托车和电动轻便摩托车用锂离子电池 | Lithium-ion battery for electric mopeds and motorcycles | GB/T 36672-2018 | GB/T 36672-2018 | 5.5.3 | 5.5.3 |  |  |  |  | 2019 | 1 | 574-170,574-321
[5 empty] | 蓄电池单体及模块 | Battery cell and module |  | 031713 |  | 电动摩托车和电动轻便摩托车用锂离子电池 | Lithium-ion battery for electric mopeds and motorcycles | GB/T 36672-2018 | GB/T 36672-2018 | 5.6.1 | 5.6.1 |  |  |  |  | 2019 | 1 | 574-169,574-170,572-120,579-178,579-083,579-084,574-171,D572-113,572-097,579-088
[5 empty] | 过充电保护 | Overcharge protection |  | 031713 |  | 电动摩托车和电动轻便摩托车用锂离子电池 | Lithium-ion battery for electric mopeds and motorcycles | GB/T 36672-2018 | GB/T 36672-2018 | 5.6.2.1 | 5.6.2.1 |  |  |  |  | 2019 | 1 | D572-113,574-170,574-321,574-160
[5 empty] | 过放电保护 | Overdischarge protection |  | 031713 |  | 电动摩托车和电动轻便摩托车用锂离子电池 | Lithium-ion battery for electric mopeds and motorcycles | GB/T 36672-2018 | GB/T 36672-2018 | 5.6.2.2 | 5.6.2.2 |  |  |  |  | 2019 | 1 | D572-113,574-170,574-321,574-160
[5 empty] | 过温保护 | Overtemperature protection |  | 031713 |  | 电动摩托车和电动轻便摩托车用锂离子电池 | Lithium-ion battery for electric mopeds and motorcycles | GB/T 36672-2018 | GB/T 36672-2018 | 5.6.2.3 | 5.6.2.3 |  |  |  |  | 2019 | 1 | 572-120,574-170,574-321,574-160
[5 empty] | 短路保护 | Short circuit protection |  | 031713 |  | 电动摩托车和电动轻便摩托车用锂离子电池 | Lithium-ion battery for electric mopeds and motorcycles | GB/T 36672-2018 | GB/T 36672-2018 | 5.6.2.4 | 5.6.2.4 |  |  |  |  | 2019 | 1 | D572-113,574-171,574-170,574-321,574-160
[5 empty] | 海水浸泡 | Sea water immersion |  | 031713 |  | 电动摩托车和电动轻便摩托车用锂离子电池 | Lithium-ion battery for electric mopeds and motorcycles | GB/T 36672-2018 | GB/T 36672-2018 | 5.6.2.5 | 5.6.2.5 |  |  |  |  | 2019 | 1 | 574-170,574-321,579-088,D572-113
[5 empty] | 外部火烧 | External fire |  | 031713 |  | 电动摩托车和电动轻便摩托车用锂离子电池 | Lithium-ion battery for electric mopeds and motorcycles | GB/T 36672-2018 | GB/T 36672-2018 | 5.6.2.6 | 5.6.2.6 |  |  |  |  | 2019 | 1 | D572-113,579-175,574-170,574-321
[5 empty] | 跌落 | Drop test |  | 031713 |  | 电动摩托车和电动轻便摩托车用锂离子电池 | Lithium-ion battery for electric mopeds and motorcycles | GB/T 36672-2018 | GB/T 36672-2018 | 5.6.2.7 | 5.6.2.7 |  |  |  |  | 2019 | 1 | 574-170,574-321,D572-113,579-083
[5 empty] | BCU输出显示的信息 | BCU output display information |  | 031713 |  | 电动摩托车和电动轻便摩托车用锂离子电池 | Lithium-ion battery for electric mopeds and motorcycles | GB/T 36672-2018 | GB/T 36672-2018 | 5.7.1 | 5.7.1 |  |  |  |  | 2019 | 1
[5 empty] | 蓄电池数据采集 | Battery data acquisition |  | 031713 |  | 电动摩托车和电动轻便摩托车用锂离子电池 | Lithium-ion battery for electric mopeds and motorcycles | GB/T 36672-2018 | GB/T 36672-2018 | 5.7.2 | 5.7.2 |  |  |  |  | 2019 | 1
[5 empty] | 故障报警 | Fault alarm |  | 031713 |  | 电动摩托车和电动轻便摩托车用锂离子电池 | Lithium-ion battery for electric mopeds and motorcycles | GB/T 36672-2018 | GB/T 36672-2018 | 5.7.3 | 5.7.3 |  |  |  |  | 2019 | 1 | 574-170,574-321,572-120
[5 empty] | 电池充放电保护 | Battery charge and discharge protection |  | 031713 |  | 电动摩托车和电动轻便摩托车用锂离子电池 | Lithium-ion battery for electric mopeds and motorcycles | GB/T 36672-2018 | GB/T 36672-2018 | 5.7.4 | 5.7.4 |  |  |  |  | 2019 | 1 | 574-170,574-321,572-120
[5 empty] | BCU与整车控制器,电机控制器,充电机CAN通讯功能 | BCU CAN communicate with vehicle controller, motor controller and charger CAN |  | 031713 |  | 电动摩托车和电动轻便摩托车用锂离子电池 | Lithium-ion battery for electric mopeds and motorcycles | GB/T 36672-2018 | GB/T 36672-2018 | 5.7.5 | 5.7.5 |  |  |  |  | 2019 | 1
[5 empty] | 保险控制 | Insurance control |  | 031713 |  | 电动摩托车和电动轻便摩托车用锂离子电池 | Lithium-ion battery for electric mopeds and motorcycles | GB/T 36672-2018 | GB/T 36672-2018 | 5.8.1 | 5.8.1 |  |  |  |  | 2019 | 1
[5 empty] | 动力电缆与安装 | Power cable and installation |  | 031713 |  | 电动摩托车和电动轻便摩托车用锂离子电池 | Lithium-ion battery for electric mopeds and motorcycles | GB/T 36672-2018 | GB/T 36672-2018 | 5.8.2 | 5.8.2 |  |  |  |  | 2019 | 1
[5 empty] | 动力电缆连接器 | Power cable connector |  | 031713 |  | 电动摩托车和电动轻便摩托车用锂离子电池 | Lithium-ion battery for electric mopeds and motorcycles | GB/T 36672-2018 | GB/T 36672-2018 | 5.8.3 | 5.8.3 |  |  |  |  | 2019 | 1
[5 empty] | 材料 | Material |  | 031713 |  | 电动摩托车和电动轻便摩托车用锂离子电池 | Lithium-ion battery for electric mopeds and motorcycles | GB/T 36672-2018 | GB/T 36672-2018 | 5.9.1 | 5.9.1 |  |  |  |  | 2019 | 1
[5 empty] | 线束 | Cable |  | 031713 |  | 电动摩托车和电动轻便摩托车用锂离子电池 | Lithium-ion battery for electric mopeds and motorcycles | GB/T 36672-2018 | GB/T 36672-2018 | 5.9.2 | 5.9.2 |  |  |  |  | 2019 | 1
[5 empty] | 连接器 | The connector |  | 031713 |  | 电动摩托车和电动轻便摩托车用锂离子电池 | Lithium-ion battery for electric mopeds and motorcycles | GB/T 36672-2018 | GB/T 36672-2018 | 5.9.3 | 5.9.3 |  |  |  |  | 2019 | 1
[5 empty] | 正负极体系代号 | System code for positive and negative poles |  | 040499 |  | 电动自行车用锂离子蓄电池型号命名与标志要求 | Designation and marking requirements of lithiumion batteries for electric bicycle | GB/T 36943-2018 | GB/T 36943-2018 | 4.1.2 | 4.1.2 |  |  |  |  | 2019 | 1
[5 empty] | 电池形状代号 | Battery shape code |  | 040499 |  | 电动自行车用锂离子蓄电池型号命名与标志要求 | Designation and marking requirements of lithiumion batteries for electric bicycle | GB/T 36943-2018 | GB/T 36943-2018 | 4.1.3 | 4.1.3 |  |  |  |  | 2019 | 1
[5 empty] | 外形尺寸代号 | Dimension code |  | 040499 |  | 电动自行车用锂离子蓄电池型号命名与标志要求 | Designation and marking requirements of lithiumion batteries for electric bicycle | GB/T 36943-2018 | GB/T 36943-2018 | 4.1.4 | 4.1.4 |  |  |  |  | 2019 | 1
[5 empty] | 型号组成形式 | Type composition form |  | 040499 |  | 电动自行车用锂离子蓄电池型号命名与标志要求 | Designation and marking requirements of lithiumion batteries for electric bicycle | GB/T 36943-2018 | GB/T 36943-2018 | 4.2.1 | 4.2.1 |  |  |  |  | 2019 | 1
[5 empty] | 型号编制示例 | Type designation example |  | 040499 |  | 电动自行车用锂离子蓄电池型号命名与标志要求 | Designation and marking requirements of lithiumion batteries for electric bicycle | GB/T 36943-2018 | GB/T 36943-2018 | 4.2.2 | 4.2.2 |  |  |  |  | 2019 | 1
[5 empty] | 用途代号 | Use code |  | 040499 |  | 电动自行车用锂离子蓄电池型号命名与标志要求 | Designation and marking requirements of lithiumion batteries for electric bicycle | GB/T 36943-2018 | GB/T 36943-2018 | 5.1.2 | 5.1.2 |  |  |  |  | 2019 | 1
[5 empty] | 标称电压代号和额定容量代号 | Nominal voltage code and rated capacity code |  | 040499 |  | 电动自行车用锂离子蓄电池型号命名与标志要求 | Designation and marking requirements of lithiumion batteries for electric bicycle | GB/T 36943-2018 | GB/T 36943-2018 | 5.1.3 | 5.1.3 |  |  |  |  | 2019 | 1
[5 empty] | 安装方式（位置）代号 | Installation method (location) code |  | 040499 |  | 电动自行车用锂离子蓄电池型号命名与标志要求 | Designation and marking requirements of lithiumion batteries for electric bicycle | GB/T 36943-2018 | GB/T 36943-2018 | 5.1.4 | 5.1.4 |  |  |  |  | 2019 | 1
[5 empty] | 尺寸附加码代号 | Size additional code |  | 040499 |  | 电动自行车用锂离子蓄电池型号命名与标志要求 | Designation and marking requirements of lithiumion batteries for electric bicycle | GB/T 36943-2018 | GB/T 36943-2018 | 5.1.5 | 5.1.5 |  |  |  |  | 2019 | 1
[5 empty] | 正极体系代号 | Positive pole system code |  | 040499 |  | 电动自行车用锂离子蓄电池型号命名与标志要求 | Designation and marking requirements of lithiumion batteries for electric bicycle | GB/T 36943-2018 | GB/T 36943-2018 | 5.1.6 | 5.1.6 |  |  |  |  | 2019 | 1
[5 empty] | 型号组成形式 | Type composition form |  | 040499 |  | 电动自行车用锂离子蓄电池型号命名与标志要求 | Designation and marking requirements of lithiumion batteries for electric bicycle | GB/T 36943-2018 | GB/T 36943-2018 | 5.2.1 | 5.2.1 |  |  |  |  | 2019 | 1
[5 empty] | 型号编制示例 | Type designation example |  | 040499 |  | 电动自行车用锂离子蓄电池型号命名与标志要求 | Designation and marking requirements of lithiumion batteries for electric bicycle | GB/T 36943-2018 | GB/T 36943-2018 | 5.2.2 | 5.2.2 |  |  |  |  | 2019 | 1
[5 empty] | 单体电池标志 | Mark of cell |  | 040499 |  | 电动自行车用锂离子蓄电池型号命名与标志要求 | Designation and marking requirements of lithiumion batteries for electric bicycle | GB/T 36943-2018 | GB/T 36943-2018 | 6.2 | 6.2 |  |  |  |  | 2019 | 1
[5 empty] | 电池组标志 | Mark of module |  | 040499 |  | 电动自行车用锂离子蓄电池型号命名与标志要求 | Designation and marking requirements of lithiumion batteries for electric bicycle | GB/T 36943-2018 | GB/T 36943-2018 | 6.3 | 6.3 |  |  |  |  | 2019 | 1
[5 empty] | I<Sub>2</Sub>（A）放电 | I<Sub>2</Sub>（A）Discharge |  | 040499 |  | 电动自行车用锂离子蓄电池 | Lithiumion battery for electric bicycle | GB/T 36972-2018 | GB/T 36972-2018 | 5.2.1 | 5.2.1 |  |  |  |  | 2019 | 1 | 572-120,574-170
[5 empty] | 2I<Sub>2</Sub>（A）放电 | 2I<Sub>2</Sub>（A）Discharge |  | 040499 |  | 电动自行车用锂离子蓄电池 | Lithiumion battery for electric bicycle | GB/T 36972-2018 | GB/T 36972-2018 | 5.2.2 | 5.2.2 |  |  |  |  | 2019 | 1 | 572-120,574-170
[5 empty] | 低温放电 | Low temperature discharge |  | 040499 |  | 电动自行车用锂离子蓄电池 | Lithiumion battery for electric bicycle | GB/T 36972-2018 | GB/T 36972-2018 | 5.2.3 | 5.2.3 |  |  |  |  | 2019 | 1 | 572-120,574-170
[5 empty] | 高温放电 | High temperature discharge |  | 040499 |  | 电动自行车用锂离子蓄电池 | Lithiumion battery for electric bicycle | GB/T 36972-2018 | GB/T 36972-2018 | 5.2.4 | 5.2.4 |  |  |  |  | 2019 | 1 | 572-120,574-170
[5 empty] | 荷电保持能力及荷电恢复能力 | Charge retention ability and charge resilience ability |  | 040499 |  | 电动自行车用锂离子蓄电池 | Lithiumion battery for electric bicycle | GB/T 36972-2018 | GB/T 36972-2018 | 5.2.5 | 5.2.5 |  |  |  |  | 2019 | 1 | 572-120,574-170,D572-113
[5 empty] | 长期贮存后荷电恢复能力 | Charge resilience ability after long term storage |  | 040499 |  | 电动自行车用锂离子蓄电池 | Lithiumion battery for electric bicycle | GB/T 36972-2018 | GB/T 36972-2018 | 5.2.6 | 5.2.6 |  |  |  |  | 2019 | 1 | 572-120,574-170,D572-113
[5 empty] | 循环寿命 | Cycle life |  | 040499 |  | 电动自行车用锂离子蓄电池 | Lithiumion battery for electric bicycle | GB/T 36972-2018 | GB/T 36972-2018 | 5.2.7 | 5.2.7 |  |  |  |  | 2019 | 1 | 572-120,574-170
[5 empty] | 内阻 | Internal resistance |  | 040499 |  | 电动自行车用锂离子蓄电池 | Lithiumion battery for electric bicycle | GB/T 36972-2018 | GB/T 36972-2018 | 5.2.8 | 5.2.8 |  |  |  |  | 2019 | 1 | 572-120,574-170,574-160
[5 empty] | 过充电 | Overcharge |  | 040499 |  | 电动自行车用锂离子蓄电池 | Lithiumion battery for electric bicycle | GB/T 36972-2018 | GB/T 36972-2018 | 5.3.2 | 5.3.2 |  |  |  |  | 2019 | 1 | D572-113,574-170,572-120
[5 empty] | 强制放电 | Mandatory discharge |  | 040499 |  | 电动自行车用锂离子蓄电池 | Lithiumion battery for electric bicycle | GB/T 36972-2018 | GB/T 36972-2018 | 5.3.3 | 5.3.3 |  |  |  |  | 2019 | 1 | D572-113,574-169,574-170,572-120
[5 empty] | 外部短路 | External short circuit |  | 040499 |  | 电动自行车用锂离子蓄电池 | Lithiumion battery for electric bicycle | GB/T 36972-2018 | GB/T 36972-2018 | 5.3.4 | 5.3.4 |  |  |  |  | 2019 | 1 | D572-113,574-171,JMD-089-4,572-120,574-170,574-172
[5 empty] | 挤压 | Crush |  | 040499 |  | 电动自行车用锂离子蓄电池 | Lithiumion battery for electric bicycle | GB/T 36972-2018 | GB/T 36972-2018 | 5.3.5 | 5.3.5 |  |  |  |  | 2019 | 1 | D572-113,579-084,572-120,574-170
[5 empty] | 机械冲击 | Mechanical shock |  | 040499 |  | 电动自行车用锂离子蓄电池 | Lithiumion battery for electric bicycle | GB/T 36972-2018 | GB/T 36972-2018 | 5.3.6 | 5.3.6 |  |  |  |  | 2019 | 1 | D572-113,572-120,574-170
[5 empty] | 振动 | Vibration |  | 040499 |  | 电动自行车用锂离子蓄电池 | Lithiumion battery for electric bicycle | GB/T 36972-2018 | GB/T 36972-2018 | 5.3.7 | 5.3.7 |  |  |  |  | 2019 | 1 | D572-113,573-493,572-120,574-170
[5 empty] | 自由跌落 | Drop test |  | 040499 |  | 电动自行车用锂离子蓄电池 | Lithiumion battery for electric bicycle | GB/T 36972-2018 | GB/T 36972-2018 | 5.3.8 | 5.3.8 |  |  |  |  | 2019 | 1 | D572-113,579-083,572-120,574-170
[5 empty] | 低气压 | High altitude |  | 040499 |  | 电动自行车用锂离子蓄电池 | Lithiumion battery for electric bicycle | GB/T 36972-2018 | GB/T 36972-2018 | 5.3.9 | 5.3.9 |  |  |  |  | 2019 | 1 | D572-113,572-120,574-170,579-178
[5 empty] | 高低温冲击 | Thermal shock |  | 040499 |  | 电动自行车用锂离子蓄电池 | Lithiumion battery for electric bicycle | GB/T 36972-2018 | GB/T 36972-2018 | 5.3.10 | 5.3.10 |  |  |  |  | 2019 | 1 | 570-215,572-120,574-170,D572-113
[5 empty] | 浸水 | Water immersion |  | 040499 |  | 电动自行车用锂离子蓄电池 | Lithiumion battery for electric bicycle | GB/T 36972-2018 | GB/T 36972-2018 | 5.3.11 | 5.3.11 |  |  |  |  | 2019 | 1 | 572-120,574-170,D572-113,579-088
[5 empty] | 过充电保护 | Overcharge protection |  | 040499 |  | 电动自行车用锂离子蓄电池 | Lithiumion battery for electric bicycle | GB/T 36972-2018 | GB/T 36972-2018 | 5.4.2 | 5.4.2 |  |  |  |  | 2019 | 1 | D572-113,574-170,572-120
[5 empty] | 过放电保护 | Overdischarge protection |  | 040499 |  | 电动自行车用锂离子蓄电池 | Lithiumion battery for electric bicycle | GB/T 36972-2018 | GB/T 36972-2018 | 5.4.3 | 5.4.3 |  |  |  |  | 2019 | 1 | D572-113,574-170,572-120
[5 empty] | 短路保护 | Short circuit protection |  | 040499 |  | 电动自行车用锂离子蓄电池 | Lithiumion battery for electric bicycle | GB/T 36972-2018 | GB/T 36972-2018 | 5.4.4 | 5.4.4 |  |  |  |  | 2019 | 1 | D572-113,574-171,JMD-089-4,572-120,574-170,574-172
[5 empty] | 放电过流保护 | Discharge overcurrent protection |  | 040499 |  | 电动自行车用锂离子蓄电池 | Lithiumion battery for electric bicycle | GB/T 36972-2018 | GB/T 36972-2018 | 5.4.5 | 5.4.5 |  |  |  |  | 2019 | 1 | D572-113,574-170,572-120
[5 empty] | 静电放电 | Electrostatic discharge |  | 040499 |  | 电动自行车用锂离子蓄电池 | Lithiumion battery for electric bicycle | GB/T 36972-2018 | GB/T 36972-2018 | 5.4.6 | 5.4.6 |  |  |  |  | 2019 | 1 | 574-440,574-221
[5 empty] | 模制壳体应力 | Molded shell stress |  | 040499 |  | 电动自行车用锂离子蓄电池 | Lithiumion battery for electric bicycle | GB/T 36972-2018 | GB/T 36972-2018 | 5.5.1 | 5.5.1 |  |  |  |  | 2019 | 1 | D572-113,574-170,572-120
[5 empty] | 壳体承受压力 | Pressure endurance of the shell |  | 040499 |  | 电动自行车用锂离子蓄电池 | Lithiumion battery for electric bicycle | GB/T 36972-2018 | GB/T 36972-2018 | 5.5.2 | 5.5.2 |  |  |  |  | 2019 | 1 | D572-113,574-170,572-120,579-084
[5 empty] | 壳体阻燃性 | Fire resistance of shell |  | 040499 |  | 电动自行车用锂离子蓄电池 | Lithiumion battery for electric bicycle | GB/T 36972-2018 | GB/T 36972-2018 | 5.5.3 | 5.5.3 |  |  |  |  | 2019 | 1 | 572-109,D576-012,JMC-173-1,572-023,796-010,D571-048
[5 empty] | 外形尺寸 | Overall dimensions |  | 040499 |  | 电动自行车用锂离子蓄电池 | Lithiumion battery for electric bicycle | GB/T 36972-2018 | GB/T 36972-2018 | 5.6.1 | 5.6.1 |  |  |  |  | 2019 | 1 | D571-360
[5 empty] | 充放电接口 | Charge discharge interface |  | 040499 |  | 电动自行车用锂离子蓄电池 | Lithiumion battery for electric bicycle | GB/T 36972-2018 | GB/T 36972-2018 | 5.6.2 | 5.6.2 |  |  |  |  | 2019 | 1
[5 empty] | 外观 | Appearance |  | 040499 |  | 电动自行车用锂离子蓄电池 | Lithiumion battery for electric bicycle | GB/T 36972-2018 | GB/T 36972-2018 | 5.6.3 | 5.6.3 |  |  |  |  | 2019 | 1
[5 empty] | 极性标志 | The polarity mark |  | 040499 |  | 电动自行车用锂离子蓄电池 | Lithiumion battery for electric bicycle | GB/T 36972-2018 | GB/T 36972-2018 | 5.6.4 | 5.6.4 |  |  |  |  | 2019 | 1
14 | 电力储能用锂离子电池 | Lithium ion battery for electrical energy storage |  | N | 单体/模块/簇外观 | Cell/Module/Cluster appearance |  | 040499 |  | 电力储能用锂离子电池 | Lithium ion battery for electrical energy storage | GB/T36276-2018 | GB/T36276-2018 | 5.1.1 | 5.1.1 |  |  |  |  | 2019 | 1
[5 empty] | 单体/模块/簇极性 | Cell/Module/Cluster polarity |  | 040499 |  | 电力储能用锂离子电池 | Lithium ion battery for electrical energy storage | GB/T36276-2018 | GB/T36276-2018 | 5.1.2 | 5.1.2 |  |  |  |  | 2019 | 1 | JMD-089-4
[5 empty] | 单体/模块/簇外形尺寸及质量 | Cell/Module/Cluster size and mass |  | 040499 |  | 电力储能用锂离子电池 | Lithium ion battery for electrical energy storage | GB/T36276-2018 | GB/T36276-2018 | 5.1.3 | 5.1.3 |  |  |  |  | 2019 | 1 | D571-360,JMC-173-4,JML-1704-4
[5 empty] | 单体/模块/簇初始充放电能量 | Cell/Module initial charge-discharge energy |  | 040499 |  | 电力储能用锂离子电池 | Lithium ion battery for electrical energy storage | GB/T36276-2018 | GB/T36276-2018 | 5.2.1.1,5.3.1.1,5.4.1 | 5.2.1.1,5.3.1.1,5.4.1 |  |  |  |  | 2019 | 1 | 574-169,574-170,574-321
[5 empty] | 单体/模块倍率充放电性能 | Cell/Module multiplying power charge-discharge performance |  | 040499 |  | 电力储能用锂离子电池 | Lithium ion battery for electrical energy storage | GB/T36276-2018 | GB/T36276-2018 | 5.2.1.2, 5.3.1.2 | 5.2.1.2, 5.3.1.2 |  |  |  |  | 2019 | 1 | 574-169,574-170
[5 empty] | 单体/模块高温充放电性能 | Cell/Module charge-discharge performance at high temperature |  | 040499 |  | 电力储能用锂离子电池 | Lithium ion battery for electrical energy storage | GB/T36276-2018 | GB/T36276-2018 | 5.2.1.3, 5.3.1.3 | 5.2.1.3, 5.3.1.3 |  |  |  |  | 2019 | 1 | 574-169,574-170,572-070
[5 empty] | 单体/模块低温充放电性能 | Cell/Module charge-discharge performance at low temperature |  | 040499 |  | 电力储能用锂离子电池 | Lithium ion battery for electrical energy storage | GB/T36276-2018 | GB/T36276-2018 | 5.2.1.4, 5.3.1.4 | 5.2.1.4, 5.3.1.4 |  |  |  |  | 2019 | 1 | 574-169,574-170,572-070
[5 empty] | 绝热温升 | Adiabatic temperature rise |  | 040499 |  | 电力储能用锂离子电池 | Lithium ion battery for electrical energy storage | GB/T36276-2018 | GB/T36276-2018 | 5.2.1.5 | 5.2.1.5 |  |  |  |  | 2019 | 1 | 579-193,985-070
[5 empty] | 单体/模块能量保持与能量恢复能力 | Cell/Module energy retention and energy recovery |  | 040499 |  | 电力储能用锂离子电池 | Lithium ion battery for electrical energy storage | GB/T36276-2018 | GB/T36276-2018 | 5.2.1.6, 5.3.1.5 | 5.2.1.6, 5.3.1.5 |  |  |  |  | 2019 | 1 | 574-169,574-170,572-070
[5 empty] | 单体/模块储存性能 | Cell/Module storage performance |  | 040499 |  | 电力储能用锂离子电池 | Lithium ion battery for electrical energy storage | GB/T36276-2018 | GB/T36276-2018 | 5.2.1.7, 5.3.1.6 | 5.2.1.7, 5.3.1.6 |  |  |  |  | 2019 | 1 | 574-169,574-170,572-070
[5 empty] | 电池单体/模块循环性能 | Cell/Module cycle performance |  | 040499 |  | 电力储能用锂离子电池 | Lithium ion battery for electrical energy storage | GB/T36276-2018 | GB/T36276-2018 | 5.2.2, 5.3.2 | 5.2.2, 5.3.2 |  |  |  |  | 2019 | 1 | 574-169,574-170
[5 empty] | 单体/模块过充电 | Cell/Module over charge |  | 040499 |  | 电力储能用锂离子电池 | Lithium ion battery for electrical energy storage | GB/T36276-2018 | GB/T36276-2018 | 5.2.3.1, 5.3.3.1 | 5.2.3.1, 5.3.3.1 |  |  |  |  | 2019 | 1 | 574-169,574-170
[5 empty] | 单体/模块过放电 | Cell/Module ovwe discharge |  | 040499 |  | 电力储能用锂离子电池 | Lithium ion battery for electrical energy storage | GB/T36276-2018 | GB/T36276-2018 | 5.2.3.2, 5.3.3.2 | 5.2.3.2, 5.3.3.2 |  |  |  |  | 2019 | 1 | 574-169,574-170
[5 empty] | 单体/模块短路 | Cell/Module short circuit |  | 040499 |  | 电力储能用锂离子电池 | Lithium ion battery for electrical energy storage | GB/T36276-2018 | GB/T36276-2018 | 5.2.3.3, 5.3.3.3 | 5.2.3.3, 5.3.3.3 |  |  |  |  | 2019 | 1 | 574-169,574-170
[5 empty] | 单体/模块挤压 | Cell/Module crush |  | 040499 |  | 电力储能用锂离子电池 | Lithium ion battery for electrical energy storage | GB/T36276-2018 | GB/T36276-2018 | 5.2.3.4, 5.3.3.4 | 5.2.3.4, 5.3.3.4 |  |  |  |  | 2019 | 1 | 574-169
[5 empty] | 单体/模块跌落 | Cell/Module drop |  | 040499 |  | 电力储能用锂离子电池 | Lithium ion battery for electrical energy storage | GB/T36276-2018 | GB/T36276-2018 | 5.2.3.5, 5.3.3.5 | 5.2.3.5, 5.3.3.5 |  |  |  |  | 2019 | 1 | 574-169,574-170,579-083
[5 empty] | 低气压 | Low air pressure |  | 040499 |  | 电力储能用锂离子电池 | Lithium ion battery for electrical energy storage | GB/T36276-2018 | GB/T36276-2018 | 5.2.3.6 | 5.2.3.6 |  |  |  |  | 2019 | 1 | 574-169,579-178
[5 empty] | 加热 | Heating |  | 040499 |  | 电力储能用锂离子电池 | Lithium ion battery for electrical energy storage | GB/T36276-2018 | GB/T36276-2018 | 5.2.3.7 | 5.2.3.7 |  |  |  |  | 2019 | 1 | 574-169,574-170,572-070
[5 empty] | 热失控 | Thermal runaway |  | 040499 |  | 电力储能用锂离子电池 | Lithium ion battery for electrical energy storage | GB/T36276-2018 | GB/T36276-2018 | 5.2.3.8 | 5.2.3.8 |  |  |  |  | 2019 | 1 | 574-170,572-113,574-410
[5 empty] | 模块/簇绝缘性能 | Module/Cluster insulation performance |  | 040499 |  | 电力储能用锂离子电池 | Lithium ion battery for electrical energy storage | GB/T36276-2018 | GB/T36276-2018 | 5.3.1.7, 5.4.2 | 5.3.1.7, 5.4.2 |  |  |  |  | 2019 | 1 | 574-170,574-321,D574-098
[5 empty] | 模块/簇耐压性能 | Module/Cluster voltage resistance |  | 040499 |  | 电力储能用锂离子电池 | Lithium ion battery for electrical energy storage | GB/T36276-2018 | GB/T36276-2018 | 5.3.1.8, 5.4.3 | 5.3.1.8, 5.4.3 |  |  |  |  | 2019 | 1 | 574-170,574-321,574-160
[5 empty] | 盐雾与高温高湿 | Salt spray and high temperature and humidity |  | 040499 |  | 电力储能用锂离子电池 | Lithium ion battery for electrical energy storage | GB/T36276-2018 | GB/T36276-2018 | 5.3.3.6 | 5.3.3.6 |  |  |  |  | 2019 | 1 | 574-170,570-180,572-070
[5 empty] | 热失控扩散 | Thermal propagation |  | 040499 |  | 电力储能用锂离子电池 | Lithium ion battery for electrical energy storage | GB/T36276-2018 | GB/T36276-2018 | 5.3.3.7 | 5.3.3.7 |  |  |  |  | 2019 | 1 | 574-170,572-113,574-410
14 | 电力系统电化学储能用锂离子电池 | Lithium ion battery for electrochemical energy storage system in power system |  | N | 初始充放电能量 | Initial charge-discharge energy |  | 040499 |  | 电力系统电化学储能系统通用技术条件 | General technical requirements for electrochemical energy storage system in power system | GB/T36558-2018 | GB/T36558-2018 | 7.2.1 | 7.2.1 |  |  |  |  | 2019 | 1 | 574-321
[5 empty] | 循环性能 | Cycle performance |  | 040499 |  | 电力系统电化学储能系统通用技术条件 | General technical requirements for electrochemical energy storage system in power system | GB/T36558-2018 | GB/T36558-2018 | 7.2.2 | 7.2.2 |  |  |  |  | 2019 | 1 | 574-170
[5 empty] | 能量保持与能量恢复能力 | Energy retention and energy recovery |  | 040499 |  | 电力系统电化学储能系统通用技术条件 | General technical requirements for electrochemical energy storage system in power system | GB/T36558-2018 | GB/T36558-2018 | 7.2.3 | 7.2.3 |  |  |  |  | 2019 | 1 | 574-170,572-070
[5 empty] | 过充电 | Over charge |  | 040499 |  | 电力系统电化学储能系统通用技术条件 | General technical requirements for electrochemical energy storage system in power system | GB/T36558-2018 | GB/T36558-2018 | 7.2.4.1 | 7.2.4.1 |  |  |  |  | 2019 | 1 | 574-170
[5 empty] | 过放电 | Over discharge |  | 040499 |  | 电力系统电化学储能系统通用技术条件 | General technical requirements for electrochemical energy storage system in power system | GB/T36558-2018 | GB/T36558-2018 | 7.2.4.2 | 7.2.4.2 |  |  |  |  | 2019 | 1 | 574-170
[5 empty] | 短路 | Short circuit |  | 040499 |  | 电力系统电化学储能系统通用技术条件 | General technical requirements for electrochemical energy storage system in power system | GB/T36558-2018 | GB/T36558-2018 | 7.2.4.3 | 7.2.4.3 |  |  |  |  | 2019 | 1 | 574-170
[5 empty] | 挤压 | Crush |  | 040499 |  | 电力系统电化学储能系统通用技术条件 | General technical requirements for electrochemical energy storage system in power system | GB/T36558-2018 | GB/T36558-2018 | 7.2.4.4 | 7.2.4.4 |  |  |  |  | 2019 | 1 | 574-170,579-084
[5 empty] | 跌落 | Drop |  | 040499 |  | 电力系统电化学储能系统通用技术条件 | General technical requirements for electrochemical energy storage system in power system | GB/T36558-2018 | GB/T36558-2018 | 7.2.4.5 | 7.2.4.5 |  |  |  |  | 2019 | 1 | 574-170,579-083
[5 empty] | 热失控扩散 | Thermal propagation |  | 040499 |  | 电力系统电化学储能系统通用技术条件 | General technical requirements for electrochemical energy storage system in power system | GB/T36558-2018 | GB/T36558-2018 | 7.2.4.6 | 7.2.4.6 |  |  |  |  | 2019 | 1 | 574-170,572-113,574-410
[5 empty] | 绝缘性能 | Insulation performance |  | 040499 |  | 电力系统电化学储能系统通用技术条件 | General technical requirements for electrochemical energy storage system in power system | GB/T36558-2018 | GB/T36558-2018 | 7.2.5 | 7.2.5 |  |  |  |  | 2019 | 1 | 574-170,D574-098
[5 empty] | 耐压性能 | Voltage resistance |  | 040499 |  | 电力系统电化学储能系统通用技术条件 | General technical requirements for electrochemical energy storage system in power system | GB/T36558-2018 | GB/T36558-2018 | 7.2.6 | 7.2.6 |  |  |  |  | 2019 | 1 | 574-170,574-160
14 | 燃料电池堆 | Fuel cell stack |  | N | 机械冲击 | Mechanical shock |  | 031713 |  | 燃料电池电动汽车 燃料电池堆安全要求 | Fuel cell electric vehicles-Safety requirement of fuel cell stack | GB/T 36288-2018 | GB/T 36288-2018 | 6.1 | 6.1 |  |  |  |  | 2019 | 1 | 576-014
[5 empty] | 气密性 | Air tightness |  | 031713 |  | 燃料电池电动汽车 燃料电池堆安全要求 | Fuel cell electric vehicles-Safety requirement of fuel cell stack | GB/T 36288-2018 | GB/T 36288-2018 | 6.2 | 6.2 |  |  |  |  | 2019 | 1 | JML-1802-1,D576-036
[5 empty] | 绝缘性能 | Insulation performance |  | 031713 |  | 燃料电池电动汽车 燃料电池堆安全要求 | Fuel cell electric vehicles-Safety requirement of fuel cell stack | GB/T 36288-2018 | GB/T 36288-2018 | 6.3.1 | 6.3.1 |  |  |  |  | 2019 | 1 | D574-143
[5 empty] | 人员触电防护 | Protection of persons against electric shock |  | 031713 |  | 燃料电池电动汽车 燃料电池堆安全要求 | Fuel cell electric vehicles-Safety requirement of fuel cell stack | GB/T 36288-2018 | GB/T 36288-2018 | 6.3.2 | 6.3.2 |  |  |  |  | 2019 | 1 | JMD-1812-7,D574-143,574-154,574-156,574-159,574-160
[5 empty] | 接地保护 | Ground protection |  | 031713 |  | 燃料电池电动汽车 燃料电池堆安全要求 | Fuel cell electric vehicles-Safety requirement of fuel cell stack | GB/T 36288-2018 | GB/T 36288-2018 | 6.3.3 | 6.3.3 |  |  |  |  | 2019 | 1 | 574-159
14 | 电动汽车 | Electric vehicle |  | N | 侧面碰撞乘员保护 | The protection of the occupants in the event of a lateral collision |  | 031708 |  | 汽车侧面碰撞的乘员保护 | The protection of the occupants in the event of a lateral collision | GB 20071－2006 | GB 20071－2006 | [6 empty] | 2007 | 200 | 573-190,577-034,579-096,573-317,579-031,579-089,D573-273,JMD-089-26,D572-154,D571-371,D573-274,D576-030,573-250,573-201
14 | 电动汽车 | Electric vehicle |  | N | 侧面柱碰撞乘员保护 | The protection of the occupants in the event of a lateral pole collision |  | 031708 |  | 汽车侧面柱碰撞的乘员保护 | The protection of the occupants in the event of a lateral pole collision | GB/T 37337-2019 | GB/T 37337-2019 | [6 empty] | 2019 | 1 | 573-190,577-034,579-096,573-317,579-031,579-089,D573-273,JMD-089-26,D572-154,D571-371,D573-274,D576-030,573-250,573-220
14 | 动力蓄电池 | Traction Battery |  | N | 热扩散乘员保护验证 | Thermal runaway propagation passenger protection verification |  | 031713 |  | 电动汽车用动力蓄电池系统热扩散乘员保护测试规范（试行） | Test specification for traction battery system thermal runaway propagation passenger protection verification of electric automobile | 装备中心[2019]869号 | 装备中心[2019]869号 | [6 empty] | 2019 | 20 | 574-441,D572-113,572-113,579-176,574-410,D576-037
15 | 汽车燃油箱 | Automobile fuel tank |  | Y | 一般要求 | General requirement |  | 031707 |  | 汽车燃油箱安全性能要求和试验方法 | Safety property requirements and test methods for automobile fuel tank | GB 18296-2001 | GB 18296-2001 | 3.1 3.2 | 3.1 3.2 | [5 empty] | 20 | 573-397,571-113
[5 empty] | 燃油箱额定容量 | capacity |  | 031707 |  | 《汽车燃油箱安全性能要求和试验方法》 | Sealed lead-acid battery used for electric moped | GB18296-2001 | GB18296-2001 | 3.1 | 3.1 | [5 empty] | 20 | 573-397
[5 empty] | 燃油箱盖的密封性 | The fuel filler cap cover sealing performance test |  | 031707 |  | 《汽车燃油箱安全性能要求和试验方法》 | Safety property requirements and test methods for automobile fuel tank | GB18296-2001 | GB18296-2001 | 3.3 | 3.3 | [5 empty] | 20 | 573-396,D576-012
[10 empty] | 《燃油箱》 | fuel tank | 车辆安全检测基准66 | Vehicle safety inspection benchmark66 | 6.2 | 6.2 | [5 empty] | 1 | 573-396,D576-012
[5 empty] | 安全阀开启压力 | opening pressure of safety valve |  | 031707 |  | 《汽车燃油箱安全性能要求和试验方法》 | Safety property requirements and test methods for automobile fuel tank | GB18296-2001 | GB18296-2001 | 3.4 | 3.4 | [5 empty] | 10 | 573-206
[10 empty] | 《燃油箱》 | fuel tank | 车辆安全检测基准66 | Vehicle safety inspection benchmark66 | 6.1 | 6.1 | [5 empty] | 1 | 573-206
[5 empty] | 振动耐久试验 | Mechanical strength |  | 031707 |  | 《汽车燃油箱安全性能要求和试验方法》 | Safety property requirements and test methods for automobile fuel tank | GB18296-2001 | GB18296-2001 | 3.5 | 3.5 | [5 empty] | 20 | 576-009,576-010
[5 empty] | 金属燃油箱耐压性能 | Pressure resistance |  | 031707 |  | 《汽车燃油箱安全性能要求和试验方法》 | Safety property requirements and test methods for automobile fuel tank | GB18296-2001 | GB18296-2001 | 3.6 | 3.6 | [5 empty] | 20 | 573-206
[5 empty] | 塑料燃油箱耐压性能 | Pressure resistance |  | 031707 |  | 《汽车燃油箱安全性能要求和试验方法》 | Safety property requirements and test methods for automobile fuel tank | GB18296-2001 | GB18296-2001 | 3.7 | 3.7 | [5 empty] | 20 | JMC-304-1,570-113,572-051
[5 empty] | 低温耐冲击性 | resistance to impact |  | 031707 |  | 《汽车燃油箱安全性能要求和试验方法》 | Safety property requirements and test methods for automobile fuel tank | GB18296-2001 | GB18296-2001 | 3.8 | 3.8 | [5 empty] | 8 | 570-113,572-051,573-207
[5 empty] | 耐热性 | resistance to heat |  | 031707 |  | 《汽车燃油箱安全性能要求和试验方法》 | Safety property requirements and test methods for automobile fuel tank | GB18296-2001 | GB18296-2001 | 3.9 | 3.9 | [5 empty] | 8 | 570-113,572-051
[5 empty] | 耐火性 | resistance to fire |  | 031707 |  | 《汽车燃油箱安全性能要求和试验方法》 | Safety property requirements and test methods for automobile fuel tank | GB18296-2001 | GB18296-2001 | 3.10 | 3.10 | [5 empty] | 8 | D576-012,D571-362,572-085
15 | 汽车安全带或安全带约束系统 | Safety belt |  | N | 一般要求 | General specifications |  | 031706 |  | 机动车乘员用安全带、约束系统、儿童约束系统ISOFIX儿童约束系统 | Safety-belts, restraint systems, child restraint systems and ISOFIX child restraint systems for occupants of power-driven vehicles | GB 14166-2013 | GB 14166-2013 | 4.1 | 4.1 | [5 empty] | 30
[10 empty] | 汽车安全带 | Uniform provisions concerning the approval of: i. Safety-belts, restraint systems, child restraint systems and isofix child restraint systems for occupants of power-driven vehicles ii. Vehicles equipped with safety-belts, restraint systems, child restraint systems and isofix child restraint systems | ECE R16 | ECE R16 | 6.1 | 6.1 | [5 empty] | 0
[10 empty] | 在机动车辆安全带及约束系统方面协调统一各成员国法律的理事会指令 | Council Directive 77/541/EEC of 28 June 1977 on the approximation of the laws of the Member States relating to safety belts and restraint systems of motor vehicles | 77/541/EEC | 77/541/EEC | 2.3 | 2.3 | [5 empty] | 0
[10 empty] | 座椅安全带总成 | Seat belt assemblies | FMVSS 209 | FMVSS 209 | S4.1 | S4.1 | [5 empty] | 0
[10 empty] | 机动车安全带试验方法机动车安全带 | Motor vehicles methods of testing safety beltsMotor vehicles-safety belts | GSO 96/1988 GSO 97/1988 | GSO 96/1988 GSO 97/1988 | S4.1 | S4.1 | [5 empty] | 2
[10 empty] | 《安全带》车辆安全检测基准26 | 《Safety Belt》Vehicle Safety Testing Directions26 | 二十六 | 26 | 4,5 | 4,5 | [5 empty] | 1
[10 empty] | 安全带 | Vehicle Standard (Australian Design Rule 4/05 – Seatbelts) 2012 | ADR 4/05 | ADR 4/05 | 6.1 | 6.1 | [5 empty] | 2
[5 empty] | 刚性件要求 | Rigid parts |  | 031706 |  | 机动车乘员用安全带、约束系统、儿童约束系统ISOFIX儿童约束系统 | Safety-belts, restraint systems, child restraint systems and ISOFIX child restraint systems for occupants of power-driven vehicles | GB 14166-2013 | GB 14166-2013 | 4.2 | 4.2 | [5 empty] | 40 | 573-178,572-041,579-033
[10 empty] | 汽车安全带 | Uniform provisions concerning the approval of: i. Safety-belts, restraint systems, child restraint systems and isofix child restraint systems for occupants of power-driven vehicles ii. Vehicles equipped with safety-belts, restraint systems, child restraint systems and isofix child restraint systems | ECE R16 | ECE R16 | 6.2 | 6.2 | [5 empty] | 0 | 573-178,572-041,579-033
[10 empty] | 《安全带》车辆安全检测基准26 | 《Safety Belt》Vehicle Safety Testing Directions26 | 二十六 | 26 | 4,5 | 4,5 | [5 empty] | 40 | 573-178,572-041,579-033
[10 empty] | 安全带 | Vehicle Standard (Australian Design Rule 4/05 – Seatbelts) 2012 | ADR 4/05 | ADR 4/05 | 6.2 | 6.2 | [5 empty] | 1 | 573-178,572-041,579-033
[5 empty] | 硬件要求 | Requirements for hardware |  | 031706 |  | 座椅安全带总成 | Seat belt assemblies | FMVSS 209 | FMVSS 209 | S4.3 | S4.3 | [5 empty] | 0 | 573-178,572-041,579-033
[5 empty] | 带扣要求 | Buckle |  | 031706 |  | 机动车安全带试验方法机动车安全带 | Motor vehicles methods of testing safety beltsMotor vehicles-safety belts | GSO 96/1988 | GSO 96/1988 | S4.3 | S4.3 | [5 empty] | 1 | 573-178,572-041,579-033
[10 empty] | 《安全带》车辆安全检测基准26 | 《Safety Belt》Vehicle Safety Testing Directions26 | 二十六 | 26 | 4,5 | 4,5 | [5 empty] | 5 | 573-178,572-041,579-033
[5 empty] | 卷收器要求 | Retractors |  | 031706 |  | 机动车安全带试验方法机动车安全带 | Motor vehicles methods of testing safety beltsMotor vehicles-safety belts | GSO 97/1989 | GSO 97/1989 | S4.5 | S4.5 | [5 empty] | 1 | 579-034,573-179,579-035,573-176
[10 empty] | 《安全带》车辆安全检测基准26 | 《Safety Belt》Vehicle Safety Testing Directions26 | 二十六 | 26 | 4,5 | 4,5 | [5 empty] | 5 | 579-034,573-179,579-035,573-176
[5 empty] | 织带要求 | Straps |  | 031706 |  | 机动车乘员用安全带、约束系统、儿童约束系统ISOFIX儿童约束系统 | Safety-belts, restraint systems, child restraint systems and ISOFIX child restraint systems for occupants of power-driven vehicles | GB 14166-2013 | GB 14166-2013 | 4.3 | 4.3 | [5 empty] | 40 | 573-172,570-088,570-086,570-091,570-089,572-051
[10 empty] | 汽车安全带 | Uniform provisions concerning the approval of: i. Safety-belts, restraint systems, child restraint systems and isofix child restraint systems for occupants of power-driven vehicles ii. Vehicles equipped with safety-belts, restraint systems, child restraint systems and isofix child restraint systems | ECE R16 | ECE R16 | 6.3 | 6.3 | [5 empty] | 0 | 573-172,570-088,570-086,570-091,570-089,572-051
[10 empty] | 机动车安全带试验方法机动车安全带 | Motor vehicles methods of testing safety beltsMotor vehicles-safety belts | GSO 96/1988 GSO 97/1988 | GSO 96/1988 GSO 97/1988 | S4.2 | S4.2 | [5 empty] | 1 | 573-172,570-088,570-086,570-091,570-089,572-051
[10 empty] | 《安全带》车辆安全检测基准26 | 《Safety Belt》Vehicle Safety Testing Directions26 | 二十六 | 26 | 4,5 | 4,5 | [5 empty] | 5 | 573-172,570-088,570-086,570-091,570-089,572-051
[10 empty] | 安全带 | Vehicle Standard (Australian Design Rule 4/05 – Seatbelts) 2012 | ADR 4/05 | ADR 4/05 | 6.3 | 6.3 | [5 empty] | 1 | 573-172,570-088,570-086,570-091,570-089,572-051
[5 empty] | 安全带总成或约束系统要求（动态试验） | Belt assembly or restraint system |  | 031706 |  | 机动车乘员用安全带、约束系统、儿童约束系统ISOFIX儿童约束系统 | Safety-belts, restraint systems, child restraint systems and ISOFIX child restraint systems for occupants of power-driven vehicles | GB 14166-2013 | GB 14166-2013 | 4.4.1 | 4.4.1 | [5 empty] | 40 | 573-327,577-041,579-144,579-137,JMJ-888-755,573-246,573-247,573-302,573-303,573-304,573-305,573-306
[10 empty] | 汽车安全带 | Uniform provisions concerning the approval of: i. Safety-belts, restraint systems, child restraint systems and isofix child restraint systems for occupants of power-driven vehicles ii. Vehicles equipped with safety-belts, restraint systems, child restraint systems and isofix child restraint systems | ECE R16 | ECE R16 | 6.4.1 | 6.4.1 | [5 empty] | 30 | 573-327,577-041,579-144,579-137,JMJ-888-755,573-246,573-247,573-302,573-303,573-304,573-305,573-306
[10 empty] | 《安全带》车辆安全检测基准26 | 《Safety Belt》Vehicle Safety Testing Directions26 | 二十六 | 26 | 5 | 5 | [5 empty] | 5 | 573-327,577-041,579-144,579-137,JMJ-888-755,573-246,573-247,573-302,573-303,573-304,573-305,573-306
[10 empty] | 座椅安全带总成 | Seat belt assemblies | FMVSS 209 | FMVSS 209 | S4.4 | S4.4 | [5 empty] | 0 | 573-327,577-041,579-144,579-137,JMJ-888-755,573-246,573-247,573-302,573-303,573-304,573-305,573-306
[10 empty] | 机动车安全带试验方法机动车安全带 | Motor vehicles methods of testing safety beltsMotor vehicles-safety belts | GSO 96/1988 GSO 97/1988 | GSO 96/1988 GSO 97/1988 | S4.4 | S4.4 | [5 empty] | 1 | 573-327,577-041,579-144,579-137,JMJ-888-755,573-246,573-247,573-302,573-303,573-304,573-305,573-306
[10 empty] | 安全带 | Vehicle Standard (Australian Design Rule 4/05 – Seatbelts) 2012 | ADR 4/05 | ADR 4/05 | 6.4 | 6.4 | [5 empty] | 2 | 573-327,577-041,579-144,579-137,JMJ-888-755,573-246,573-247,573-302,573-303,573-304,573-305,573-306
[5 empty] | 安全带在车辆上安装的要求 | Requirements concerning the installation of safety belt in the vehicle |  | 031701 |  | 机动车乘员用安全带、约束系统、儿童约束系统ISOFIX儿童约束系统 | Safety-belts, restraint systems, child restraint systems and ISOFIX child restraint systems for occupants of power-driven vehicles | GB 14166-2013 | GB 14166-2013 | 6 | 6 | [5 empty] | 20 | 579-031,JMC-174-15,JMC-173-1,579-076
[10 empty] | 汽车安全带 | Uniform provisions concerning the approval of: i. Safety-belts, restraint systems, child restraint systems and isofix child restraint systems for occupants of power-driven vehicles ii. Vehicles equipped with safety-belts, restraint systems, child restraint systems and isofix child restraint systems | ECE R16 | ECE R16 | 8 | 8 | [5 empty] | 20 | 579-031,JMC-174-15,JMC-173-1,579-076
[10 empty] | 在机动车辆安全带及约束系统方面协调统一各成员国法律的理事会指令 | Council Directive 77/541/EEC of 28 June 1977 on the approximation of the laws of the Member States relating to safety belts and restraint systems of motor vehicles | 77/541/EEC | 77/541/EEC | 3 | 3 | [5 empty] | 20 | 579-031,JMC-174-15,JMC-173-1,579-076
[10 empty] | 安全带 | Vehicle Standard (Australian Design Rule 4/05 – Seatbelts) 2012 | ADR 4/05 | ADR 4/05 | 6.1 | 6.1 | [5 empty] | 16 | 573-327,577-041,579-144,579-137,JMJ-888-755,573-246,573-247,573-302,573-303,573-304,573-305,573-306
15 | 汽车安全带安装固定点 | Seat-belts Anchorage for vehicles |  | N | 固定点性能 | Safety-belt anchorages Strength |  |  |  | 汽车安全带安装固定点、ISOFIX固定点系统及上拉带固定点 | Safety-belt anchorages, ISOFIX anchorages systems and ISOFIX top tether anchorages for vehicles | GB 14167-2013 | GB 14167-2013 | 全部条款 | 全部条款 | [5 empty] | 50 | 573-171
[10 empty] | 汽车安全带安装固定点、ISOFIX固定点系统及上拉带固定点 | Safety-belt anchorages, ISOFIX anchorages systems and ISOFIX top tether anchorages for vehicles | GB 14167-2013 | GB 14167-2013 | [7 empty] | 2 | 573-327,577-041,579-144,579-137,JMJ-888-755,571-156,D571-371,D571-461,573-323,573-255
[10 empty] | 关于就安全带固定点、ISOFIX固定系统和ISOFIX顶部系带固定点方面批准车辆的统一规定 | Motor vehicles-Safety belt Anchorages | ECE R14 | ECE R14 | 全部条款 | 全部条款 | [5 empty] | 0 | 573-171
[10 empty] | 关于就安全带固定点、ISOFIX固定系统和ISOFIX顶部系带固定点方面批准车辆的统一规定 | Motor vehicles-Safety belt Anchorages | ECE R14 | ECE R14 | 全部条款 | 全部条款 | [5 empty] | 0 | 573-327,577-041,579-144,579-137,JMJ-888-755,571-156,D571-371,D571-461,573-323,573-255
[10 empty] | 在机动车辆安全带固定点方面协调统一各成员国法律的理事会指令 | Council Directive On the approximation of the laws of the Member States relating to anchorages for motor-vehicle safety belts | 76/115/EEC | 76/115/EEC | 全部条款 | 全部条款 | [5 empty] | 0 | 573-171
[10 empty] | 安全带总成安装固定点 | Seat belt assembly anchorages | FMVSS 210 | FMVSS 210 | 全部条款 | 全部条款 | [5 empty] | 0 | 573-171
[10 empty] | 安全带固定点 | Anchorages for Seatbelts | ADR 5/05 | ADR 5/05 | 全部条款 | 全部条款 | [5 empty] | 0 | 573-171
[10 empty] | 安全带固定点 | Anchorages for Seatbelts | ADR 5/05 | ADR 5/05 | 全部条款 | 全部条款 | [5 empty] | 2 | 573-327,577-041,579-144,579-137,JMJ-888-755,571-156,D571-371,D571-461,573-323,573-255
[10 empty] | 安全带固定装置 | Safety belt anchorage | 车辆安全检测基准48 | Vehicle Safety Testing Directions 48 | 全部条款 | 全部条款 | [5 empty] | 0 | 573-171
[5 empty] | 固定点性能 | Safety-belt anchorages Strength |  | 031706 |  | 安全带固定装置 | Safety belt anchorage | 车辆安全检测基准48 | Vehicle Safety Testing Directions 48 | [7 empty] | 0 | 573-327,577-041,579-144,579-137,JMJ-888-755,571-156,D571-371,D571-461,573-323,573-255
[5 empty] | 一般要求、安全带固定点的最低数量、安装固定点位置、安装固定点螺孔尺寸 | General specifications，Minimum number of belt anchorages to be provided，Location of belt anchorages，Dimensions of threaded anchorage holes |  | 031706 |  | 汽车安全带安装固定点、ISOFIX固定点系统及上拉带固定点 | Safety-belt anchorages, ISOFIX anchorages systems and ISOFIX top tether anchorages for vehicles | GB 14167-2013 | GB 14167-2013 | 4.1, 4.2, 4.3, 4.4 | 4.1, 4.2, 4.3, 4.4 | [5 empty] | 50 | D571-175,D573-129,D571-168,571-111,579-023,579-076
[10 empty] | 关于就安全带固定点、ISOFIX固定系统和ISOFIX顶部系带固定点方面批准车辆的统一规定 | Motor vehicles-Safety belt Anchorages | ECE R14 | ECE R14 | 5.2, 5.3, 5.4, 5.5 | 5.2, 5.3, 5.4, 5.5 | [5 empty] | 0 | D571-175,D573-129,D571-168,571-111,579-023,579-076
[10 empty] | 在机动车辆安全带固定点方面协调统一各成员国法律的理事会指令 | Council Directive On the approximation of the laws of the Member States relating to anchorages for motor-vehicle safety belts | 76/115/EEC | 76/115/EEC | ANNEX I ANNEX II | ANNEX I ANNEX II | [5 empty] | 0 | D571-175,D573-129,D571-168,571-111,579-023
[10 empty] | 安全带总成安装固定点 | Seat belt assembly anchorages | FMVSS 210 | FMVSS 210 | S4.1, S4.3 | S4.1, S4.3 | [5 empty] | 0 | D571-175,D573-129,D571-168,571-111,579-023
[10 empty] | 安全带固定点 | Anchorages for Seatbelts | ADR 5/05 | ADR 5/05 | 7 | 7 | [5 empty] | 0 | D571-175,D573-129,D571-168,571-111,579-023,579-076
[10 empty] | 安全带固定装置 | Safety belt anchorage | 车辆安全检测基准48 | Vehicle Safety Testing Directions 48 | 3 | 3 | [5 empty] | 0 | D571-175,D573-129,D571-168,571-111,579-023
15 | 儿童约束系统 | child restraint system |  | N | 在车辆上的定位及固定 | Positioning and securing on the vehicle |  | 031706 |  | 机动车儿童乘员用约束系统 | Restraining devices for child occupants of power-driven vehicles | GB 27887-2011 | GB 27887-2011 | 4.2 | 4.2 | [5 empty] | 50 | 573-327,577-041,579-144,579-137,JMJ-888-755,D571-371,D572-149,JMC-1412-40,573-246,573-247,573-302,573-303,573-304,573-305
[5 empty] | 结构 | Configuration |  | 031706 |  | 机动车儿童乘员用约束系统 | Restraining devices for child occupants of power-driven vehicles | GB 27887-2011 | GB 27887-2011 | 4.3 | 4.3
[5 empty] | ISOFIX约束系统规范 | ISOFIX restraint specifications |  | 031706 |  | 机动车儿童乘员用约束系统 | Restraining devices for child occupants of power-driven vehicles | GB 27887-2011 | GB 27887-2011 | 4.4 | 4.4
[5 empty] | 抗腐蚀性 | Resistance to corrosion |  | 031706 |  | 机动车儿童乘员用约束系统 | Restraining devices for child occupants of power-driven vehicles | GB 27887-2011 | GB 27887-2011 | 5.1.1 | 5.1.1 | [5 empty] | >5 | 570-091
[5 empty] | 吸能性 | Energy absorption |  | 031706 |  | 机动车儿童乘员用约束系统 | Restraining devices for child occupants of power-driven vehicles | GB 27887-2011 | GB 27887-2011 | 5.1.2 | 5.1.2 | [5 empty] | >5 | 573-299,579-071
[5 empty] | 翻转 | Overtuning |  | 031706 |  | 机动车儿童乘员用约束系统 | Restraining devices for child occupants of power-driven vehicles | GB 27887-2011 | GB 27887-2011 | 5.1.3 | 5.1.3 | [5 empty] | >5 | 573-298,JMH-1607-1,579-071
[5 empty] | 动态试验 | Dynamic test |  | 031706 |  | 机动车儿童乘员用约束系统 | Restraining devices for child occupants of power-driven vehicles | GB 27887-2011 | GB 27887-2011 | 5.1.4 | 5.1.4 | [6 empty] | 573-327,577-041,579-144,579-137,JMJ-888-755,D571-371,D572-149,JMC-1412-40,573-246,573-247,573-302,573-303,573-304,573-305
[5 empty] | 温度限制 | Resistance to temperature |  | 031706 |  | 机动车儿童乘员用约束系统 | Restraining devices for child occupants of power-driven vehicles | GB 27887-2011 | GB 27887-2011 | 5.1.5 | 5.1.5 | [5 empty] | >5 | 570-089
[5 empty] | 带扣 | Buckle |  | 031706 |  | 机动车儿童乘员用约束系统 | Restraining devices for child occupants of power-driven vehicles | GB 27887-2011 | GB 27887-2011 | 5.2.1 | 5.2.1 | [5 empty] | >5 | 579-077,573-178,573-172
[5 empty] | 调节装置 | Adjusting device |  | 031706 |  | 机动车儿童乘员用约束系统 | Restraining devices for child occupants of power-driven vehicles | GB 27887-2011 | GB 27887-2011 | 5.2.2 | 5.2.2 | [5 empty] | >5 | 579-101,573-177
[5 empty] | 卷收器 | Retractors |  | 031706 |  | 机动车儿童乘员用约束系统 | Restraining devices for child occupants of power-driven vehicles | GB 27887-2011 | GB 27887-2011 | 5.2.3 | 5.2.3 | [5 empty] | >5 | 579-034,573-179,579-035,573-176
[5 empty] | 织带 | Straps |  | 031706 |  | 机动车儿童乘员用约束系统 | Restraining devices for child occupants of power-driven vehicles | GB 27887-2011 | GB 27887-2011 | 5.2.4 | 5.2.4 | [5 empty] | >5 | 573-172,570-089,570-091,573-172,D571-472,570-088
[5 empty] | 锁止装置 | Lock-off device |  | 031706 |  | 机动车儿童乘员用约束系统 | Restraining devices for child occupants of power-driven vehicles | GB 27887-2011 | GB 27887-2011 | 5.2.5 | 5.2.5 | [5 empty] | >5 | JML-001-25
[5 empty] | ISOFIX连接装置 | ISOFIX attachment specifications |  | 031706 |  | 机动车儿童乘员用约束系统 | Restraining devices for child occupants of power-driven vehicles | GB 27887-2011 | GB 27887-2011 | 5.2.6 | 5.2.6 | [5 empty] | >5 | 573-295
[5 empty] | 标识 | Markings |  | 031706 |  | 机动车儿童乘员用约束系统 | Restraining devices for child occupants of power-driven vehicles | GB 27887-2011 | GB 27887-2011 | 8 | 8
[5 empty] | 说明书 | Instructions |  | 031706 |  | 机动车儿童乘员用约束系统 | Restraining devices for child occupants of power-driven vehicles | GB 27887-2011 | GB 27887-2011 | 9 | 9
[10 empty] | 关于批准机动车儿童乘客约束装置（儿童约束系统）的统一规定 | Uniform provisions concerning the approval of restraining devices for child occupants of power-driven vehicles ("Child Restraint Systems") | ECE R44 | ECE R44 | 7.1.4 | 7.1.4 | [5 empty] | 200 | 573-327,577-041,579-144,579-137,JMJ-888-755,D571-371,D572-149,JMC-1412-40,573-246,573-247,573-302,573-303,573-304,573-305
[10 empty] | 关于批准机动车儿童乘客约束装置（儿童约束系统）的统一规定 | Uniform provisions concerning the approval of restraining devices for child occupants of power-driven vehicles ("Child Restraint Systems") | ECE R44-Rev.3:2014 | ECE R44-Rev.3:2014 | 8.2.1 | 8.2.1 | [5 empty] | 200 | 573-327,577-041,579-144,579-137,JMJ-888-755,D571-371,D572-149,JMC-1412-40,573-246,573-247,573-302,573-303,573-304,573-305
[10 empty] | 机动车儿童乘员用约束系统 | Restraining devices for child occupants of power-driven vehicles | GB 27887-2011 | GB 27887-2011 | 5.2.2 | 5.2.2 | [5 empty] | 10 | 579-101,573-177
[10 empty] | 机动车儿童乘员用约束系统 | Restraining devices for child occupants of power-driven vehicles | GB 27887-2011 | GB 27887-2011 | 5.2.3 | 5.2.3 | [5 empty] | 50 | 579-034,573-179,579-035,573-176
[10 empty] | 机动车儿童乘员用约束系统 | Restraining devices for child occupants of power-driven vehicles | GB 27887-2011 | GB 27887-2011 | 5.2.4 | 5.2.4 | [5 empty] | 100 | 573-172,570-089,570-091,573-172,D571-472,570-088
[10 empty] | 机动车儿童乘员用约束系统 | Restraining devices for child occupants of power-driven vehicles | GB 27887-2011 | GB 27887-2011 | 5.2.5 | 5.2.5 | [5 empty] | 10 | JML-001-25
[10 empty] | 机动车儿童乘员用约束系统 | Restraining devices for child occupants of power-driven vehicles | GB 27887-2011 | GB 27887-2011 | 5.2.6 | 5.2.6 | [5 empty] | 10 | 573-295
[10 empty] | 机动车儿童乘员用约束系统 | Restraining devices for child occupants of power-driven vehicles | GB 27887-2011 | GB 27887-2011 | 8 | 8 | [5 empty] | 20
[10 empty] | 机动车儿童乘员用约束系统 | Restraining devices for child occupants of power-driven vehicles | GB 27887-2011 | GB 27887-2011 | 9 | 9 | [5 empty] | 20
[5 empty] | 静态性能 | Static performance |  | 31706 |  | 关于批准机动车儿童乘客约束装置（儿童约束系统）的统一规定 | Child Restraint Systems | ECE R44 | ECE R44 | 7.1.4 | 7.1.4 | [5 empty] | 600 | 573-327,577-041,579-144,579-137,JMJ-888-755,D571-371,D572-149,JMC-1412-40,573-246,573-247,573-302,573-303,573-304,573-305
[5 empty] | 儿童约束固定点性能 | Child restraint anchorage Strength |  | 31706 |  | 儿童约束装置固定点 | Child Restraint Anchorages and Child Restraint Anchor Fittings | ADR 34/02 | ADR 34/02 | [7 empty] | 10 | 573-327,577-041,579-144,579-137,JMJ-888-755,D571-371,D572-149,JMC-1412-40,573-246,573-247,573-302,573-303,573-304,573-305
[5 empty] | 可迁移元素 | Transferable element |  | 024401 |  | 玩具安全 第1部分 基本规范 | Toys safety―Part 1: Basic code | GB 6675.1-2014 | GB 6675.1-2014 | 5.3.3，5.3.7 | 5.3.3，5.3.7 | [5 empty] | 12 | 573-138,573-143
[10 empty] | 玩具安全 第4部分:特定元素的迁移 | Safety of toys.Part 4:Migration of certain elements | GB 6675.4-2014 | GB 6675.4-2014 | [7 empty] | 12 | 573-138,573-143
[10 empty] | 玩具材料中可迁移元素锑、砷、钡、镉、铬、铅、汞、硒的测定 电感耦合等离子体原子发射光谱法 | Determination of antimony,arsenic,barium,cadmium,chromium,lead,mercury,selenium element migration from toy materials—Inductively coupled plasma atomic emission spectrometry | GB/T 30419-2013 | GB/T 30419-2013 | [7 empty] | 12 | 570-138
[5 empty] | 邻苯二甲酸酯 |  |  | 024401 |  | 玩具及儿童用品中特定邻苯二甲酸酯增塑剂的测定 | Determination of certain phthalate esters in toys and children’s products | GB/T 22048-2015 | GB/T 22048-2015 | [7 empty] | 12 | 570-155
15 | 儿童约束系统固定点 | Child restraint anchorage systems |  | N | 儿童约束固定点性能 | Child Restraint Anchorages and Child Restraint Anchor Fittings |  |  |  | 儿童约束装置固定点 | Child Restraint Anchorages and Child Restraint Anchor Fittings | ADR 34/02 | ADR 34/02 | 全部条款 | 全部条款 | [5 empty] | 0 | 573-171
15 | 座椅总成 | Seats |  | N | 座椅靠背及其调节装置的强度试验-静态 | Test of strength of the seat-back and its adjustment systems-Static test |  | 031706 |  | 汽车座椅、座椅固定装置及头枕强度要求和试验方法 | Strength requirement and test of automobile seats,their anchorages and any head restraints | GB15083-2006 | GB15083-2006 | 5.2 | 5.2 | [5 empty] | 200 | 573-171
[10 empty] | 座椅系统 | Seating systems | FMVSS 207 | FMVSS 207 | 4.2(d) 5.2 | 4.2(d) 5.2 | [5 empty] | 0 | 573-171
[10 empty] | 关于就座椅，座椅固定点和头枕方面批准车辆的统一规定 | UNIFORM PRIVISIONS CONCERNING THE AOORIVAL OF VEHICLES WITH REGARD TO THE SEATS,THEIR ANCHORAGES AND ANY HEAD RESTRAINTS | ECE R17 | ECE R17 | 6.2 | 6.2 | [5 empty] | 0 | 573-171
[10 empty] | 机动车辆座椅、及其固定装置和头枕 | COUNCIL DIRECTIVE relation to motor vehicles with regard to the seats, their anchorages and head restraints | 74/408/EEC | 74/408/EEC | 6.2 | 6.2 | [5 empty] | 0 | 573-171
[10 empty] | 座椅强度 | seats | 车辆安全检测基准49 | Vehicle Safety Testing Directions 49 | 4.4.3 | 4.4.3 | [5 empty] | 0 | 573-171
[10 empty] | 车辆标准（澳大利亚设计规范3/03 座椅及座椅固定件） | Vehicle Standard(Australian Design Rule 3/03- Seats and Seat Anchorages)2006 | ADR 3/03:2006 | ADR 3/03:2006 | 6.2 | 6.2 | [5 empty] | 0 | 573-171
[5 empty] | 座椅固定装置、调节装置、锁止装置和移位折叠装置的强度试验 | Test of strength of the seat anchorage and |  | 031706 |  | 汽车座椅、座椅固定装置及头枕强度要求和试验方法 | Strength requirement and test of automobile seats,their anchorages and any head restraints | GB15083-2006 | GB15083-2006 | 5.3.2 | 5.3.2 | [5 empty] | 200 | 573-171
[10 empty] | 汽车座椅、座椅固定装置及头枕强度要求和试验方法 | Strength requirement and test of automobile seats,their anchorages and any head restraints | GB15083-2006 | GB15083-2006 | 5.3.1 动态试验 | 5.3.1 dynamic test | [5 empty] | 100 | 573-327,577-041,579-144,579-137,JMJ-888-755,571-156,D573-237,D571-371,D571-461,D573-073,JMC-专-4,JMC-专-30
[5 empty] | 座椅靠背及其调节装置的强度试验-动态 | Test of strength of the seat-back and its adjustment systems-Dynamic test |  | 031706 |  | 座椅强度 | seats | 车辆安全检测基准49 | Vehicle Safety Testing Directions 49 | 5.3.1 | 5.3.1 | [5 empty] | 0 | 573-327,577-041,579-144,579-137,JMJ-888-755,571-156,D573-237,D571-371,D571-461,D573-073,JMC-专-4,JMC-专-30
[10 empty] | 座椅系统 | Seating systems | FMVSS 207 | FMVSS 207 | 4.2(a) 4.2(b) 4.2(c) 5.1,5.3,5.4 | 4.2(a) 4.2(b) 4.2(c) 5.1,5.3,5.4 | [5 empty] | 0 | 573-171
[10 empty] | 座椅系统 | Seating systems | FMVSS 207 | FMVSS 207 | 4.2,4.3,5.1,5.3,5.4 | 4.2,4.3,5.1,5.3,5.4 | [5 empty] | 0 | 573-327,577-041,579-144,579-137,JMJ-888-755,571-156,D573-237,D571-371,D571-461,D573-073,JMC-专-4,JMC-专-30
[10 empty] | 座椅系统 | Seating systems | FMVSS 207 | FMVSS 207 | 4.2(d),5.2 | 4.2(d),5.2 | [5 empty] | 0 | 573-327,577-041,579-144,579-137,JMJ-888-755,571-156,D573-237,D571-371,D571-461,D573-073,JMC-专-4,JMC-专-30
[10 empty] | 关于就座椅，座椅固定点和头枕方面批准车辆的统一规定 | UNIFORM PRIVISIONS CONCERNING THE AOORIVAL OF VEHICLES WITH REGARD TO THE SEATS,THEIR ANCHORAGES AND ANY HEAD RESTRAINTS | ECE R17 | ECE R17 | 5.15,6.3 | 5.15,6.3 | [5 empty] | 20 | 573-327,577-041,579-144,579-137,JMJ-888-755,571-156,D573-237,D571-371,D571-461,D573-073,JMC-专-4,JMC-专-30
[10 empty] | 机动车辆座椅、及其固定装置和头枕 | COUNCIL DIRECTIVE relation to motor vehicles with regard to the seats, their anchorages and head restraints | 74/408/EEC | 74/408/EEC | 附件 II:3.2.5,3.2.6,3.2.7,附录 1,附件III：3.1，附录1 | ANNEXE II:3.2.5,3.2.6,3.2.7,Apprendix 1,ANNEXE III:3.1,Apprendix | [5 empty] | 0 | 573-327,577-041,579-144,579-137,JMJ-888-755,571-156,D573-237,D571-371,D571-461,D573-073,JMC-专-4,JMC-专-30
[10 empty] | 座椅强度 | seats | 车辆安全检测基准49 | Vehicle Safety Testing Directions 49 | 4.4.4 | 4.4.4 | [5 empty] | 0 | 573-327,577-041,579-144,579-137,JMJ-888-755,571-156,D573-237,D571-371,D571-461,D573-073,JMC-专-4,JMC-专-30
[10 empty] | 车辆标准（澳大利亚设计规范3/03 座椅及座椅固定件） | Vehicle Standard(Australian Design Rule 3/03- Seats and Seat Anchorages)2006 | ADR 3/03:2006 | ADR 3/03:2006 | 5.15,6.3 | 5.15,6.3 | [5 empty] | 2 | 573-327,577-041,579-144,579-137,JMJ-888-755,571-156,D573-237,D571-371,D571-461,D573-073,JMC-专-4,JMC-专-30
[5 empty] | 座椅靠背及头枕吸能性试验 | Tests for checking energy dissipation on the seat-back and head restraint |  | 031706 |  | 汽车座椅、座椅固定装置及头枕强度要求和试验方法 | Strength requirement and test of automobile seats,their anchorages and any head restraints | GB15083-2006 | GB15083-2006 | 5.8 | 5.8 | [5 empty] | 200 | 573-170
[10 empty] | 关于就座椅，座椅固定点和头枕方面批准车辆的统一规定 | UNIFORM PRIVISIONS CONCERNING THE AOORIVAL OF VEHICLES WITH REGARD TO THE SEATS,THEIR ANCHORAGES AND ANY HEAD RESTRAINTS | ECE R17 | ECE R17 | 6.8 | 6.8 | [5 empty] | 0 | 573-170
[10 empty] | 机动车辆座椅、及其固定装置和头枕 | COUNCIL DIRECTIVE relation to motor vehicles with regard to the seats, their anchorages and head restraints | 74/408/EEC | 74/408/EEC | 8 | 8 | [5 empty] | 0 | 573-170
[10 empty] | 座椅强度 | seats | 车辆安全检测基准49 | Vehicle Safety Testing Directions 49 | 4.4.5 | 4.4.5 | [5 empty] | 0 | 573-170
[10 empty] | 车辆标准（澳大利亚设计规范3/03 座椅及座椅固定件） | Vehicle Standard(Australian Design Rule 3/03- Seats and Seat Anchorages)2006 | ADR 3/03:2006 | ADR 3/03:2006 | 6.8 | 6.8 | [5 empty] | 0 | 573-170
[5 empty] | 关于防止移动行李对乘员伤害的特殊规定 | Special requirements regarding the protection of occupants from displaced luggage |  | 031706 |  | 汽车座椅、座椅固定装置及头枕强度要求和试验方法 | Strength requirement and test of automobile seats,their anchorages and any head restraints | GB15083-2006 | GB15083-2006 | 附录F.2.1 | Appendix F.2.1 | [5 empty] | 20 | 573-327,577-041,579-144,579-137,JMJ-888-755,571-156,D573-237,D571-371,D571-461,D573-073,JMC-专-4,JMC-专-30
[10 empty] | 关于就座椅，座椅固定点和头枕方面批准车辆的统一规定 | UNIFORM PRIVISIONS CONCERNING THE AOORIVAL OF VEHICLES WITH REGARD TO THE SEATS,THEIR ANCHORAGES AND ANY HEAD RESTRAINTS | ECE R17 | ECE R17 | 5.16.1,附录 9 | 5.16.1,ANNEX 9 | [5 empty] | 3 | 573-327,577-041,579-144,579-137,JMJ-888-755,571-156,D573-237,D571-371,D571-461,D573-073,JMC-专-4,JMC-专-30
[10 empty] | 座椅强度 | seats | 车辆安全检测基准49 | Vehicle Safety Testing Directions 49 | 4.5 | 4.5 | [5 empty] | 0 | 573-327,577-041,579-144,579-137,JMJ-888-755,571-156,D573-237,D571-371,D571-461,D573-073,JMC-专-4,JMC-专-30
[10 empty] | 车辆标准（澳大利亚设计规范3/03 座椅及座椅固定件） | Vehicle Standard(Australian Design Rule 3/03- Seats and Seat Anchorages)2006 | ADR 3/03:2006 | ADR 3/03:2006 | 5.16,附件 9 | 5.16,ANNEX 9 | [5 empty] | 0 | 573-327,577-041,579-144,579-137,JMJ-888-755,571-156,D573-237,D571-371,D571-461,D573-073,JMC-专-4,JMC-专-30
[10 empty] | 车辆标准（澳大利亚设计规范3/03 座椅及座椅固定件） | Vehicle Standard(Australian Design Rule 3/03- Seats and Seat Anchorages)2006 | ADR 3/03:2006 | ADR 3/03:2006 | 5.16,附件 9 | 5.16,ANNEX 9 | [5 empty] | 2 | 573-327,577-041,579-144,579-137,JMJ-888-755,571-156,D573-237,D571-371,D571-461,D573-073,JMC-专-4,JMC-专-30
[5 empty] | 鞭打试验 | whiplash test |  | 031706 |  | 欧洲新车评价程序—乘用车座椅颈部伤害保护试验规程动态评价 | Whiplash Testing Protocol | Euro-NCAP | Euro-NCAP | [7 empty] | 5 | 573-327,577-041,579-144,579-095,579-137,JMJ-888-755,571-156,D573-237,D571-371,D572-149,D571-461,D573-073,JMC-089-59,573-402
[5 empty] | 隔离装置 | Partitioning systems |  | 031706 |  | 汽车座椅、座椅固定装置及头枕强度要求和试验方法 | Strength requirement and test of automobile seats,their anchorages and any head restraints | GB15083-2006 | GB15083-2006 | 附录F.2.2 | Appendix F.2.2 | [5 empty] | 5 | 573-327,577-041,579-144,579-137,JMJ-888-755,571-156,D573-237,D571-371,D571-461,D573-073,JMC-专-4,JMC-专-30
[5 empty] | 燃烧特性 | flammability |  | 031706 |  | 汽车内饰材料的燃烧特性 | Flammability of automotive interior materials | GB 8410-2006 | GB 8410-2006 | [7 empty] | 1500 | D576-012,JMC-173-1,JML-312-1,D572-128,572-041,570-075
15 | 座椅头枕 | Seats head restraints |  | Y | 一般要求 | general requirement |  | 031706 |  | 《汽车座椅头枕强度要求和试验方法》 | Motor vehicles-Seats head restraints -Performance requirements and test methods | GB11550-2009 | GB11550-2009 | 4.2/4.3 | 4.2/4.3 | [5 empty] | 200 | JMC-089-2
[10 empty] | 关于批准与车辆座椅一体或非一体的头枕的统一规定 | Uniform Provisions Concerning The Approval Of Head Restraints (Headrests), Whether Or,Not Incorporated In Vehicle Seats | ECE R25 | ECE R25 | 6.2/6.3 | 6.2/6.3 | [5 empty] | 0 | JMC-089-2
[10 empty] | 在机动车辆头枕方面协调统一各成员国法律的理事会指令 | Council Directive on the approximation of the laws of the Member States relating to head restraints of seats of motor vehicles | 78/932/EEC | 78/932/EEC | 6.2/6.3 | 6.2/6.3 | [5 empty] | 0 | JMC-089-2
[10 empty] | 头枕 | Head restraints | 车辆安全检测基准50 | Vehicle Safety Testing Directions 50 | 5.2/5.3 | 5.2/5.3 | [5 empty] | 0 | JMC-089-2
[5 empty] | 能量吸收性 | energy absorption |  | 031706 |  | 《汽车座椅头枕强度要求和试验方法》 | Motor vehicles-Seats head restraints -Performance requirements and test methods | GB11550-2009 | GB11550-2009 | 4.1 | 4.1 | [5 empty] | 200 | 573-170
[10 empty] | 关于批准与车辆座椅一体或非一体的头枕的统一规定 | Uniform Provisions Concerning The Approval Of Head Restraints (Headrests), Whether Or,Not Incorporated In Vehicle Seats | ECE R25 | ECE R25 | 6.1 | 6.1 | [5 empty] | 0 | 573-170
[10 empty] | 在机动车辆头枕方面协调统一各成员国法律的理事会指令 | Council Directive on the approximation of the laws of the Member States relating to head restraints of seats of motor vehicles | 78/932/EEC | 78/932/EEC | 6.1 | 6.1 | [5 empty] | 0 | 573-170
[10 empty] | 头枕 | Head restraints | 车辆安全检测基准50 | Vehicle Safety Testing Directions 50 | 5.1 | 5.1 | [5 empty] | 0 | 573-170
[5 empty] | 头枕高度 | headrest height |  | 031706 |  | 《汽车座椅头枕强度要求和试验方法》 | Motor vehicles-Seats head restraints -Performance requirements and test methods | GB11550-2009 | GB11550-2009 | 4.4 | 4.4 | [5 empty] | 200 | D571-175
[10 empty] | 关于批准与车辆座椅一体或非一体的头枕的统一规定 | Uniform Provisions Concerning The Approval Of Head Restraints (Headrests), Whether Or,Not Incorporated In Vehicle Seats | ECE R25 | ECE R25 | 6.4 | 6.4 | [5 empty] | 0 | D571-175
[10 empty] | 在机动车辆头枕方面协调统一各成员国法律的理事会指令 | Council Directive on the approximation of the laws of the Member States relating to head restraints of seats of motor vehicles | 78/932/EEC | 78/932/EEC | 6.4 | 6.4 | [5 empty] | 0 | D571-175
[10 empty] | 头枕 | Head restraints | FMVSS 202 | FMVSS 202 | 4.2(1) | 4.2(1) | [5 empty] | 0 | D571-175
[10 empty] | 头枕 | Head Restraints | ADR 22/00 | ADR 22/00 | 22.2.2.2 | 22.2.2.2 | [5 empty] | 0 | D571-175
[10 empty] | 头枕 | Head Restraints | 车辆安全检测基准50 | Vehicle Safety Testing Directions 50 | 5.4 | 5.4 | [5 empty] | 0 | D571-175
[5 empty] | 头枕枕用高度 | headrest effective height |  | 031706 |  | 《汽车座椅头枕强度要求和试验方法》 | Motor vehicles-Seats head restraints -Performance requirements and test methods | GB11550-2009 | GB11550-2009 | 4.5 | 4.5 | [5 empty] | 200 | D571-175
[10 empty] | 关于批准与车辆座椅一体或非一体的头枕的统一规定 | Uniform Provisions Concerning The Approval Of Head Restraints (Headrests), Whether Or,Not Incorporated In Vehicle Seats | ECE R25 | ECE R25 | 6.5 | 6.5 | [5 empty] | 0 | D571-175
[10 empty] | 在机动车辆头枕方面协调统一各成员国法律的理事会指令 | Council Directive on the approximation of the laws of the Member States relating to head restraints of seats of motor vehicles | 78/932/EEC | 78/932/EEC | 6.5 | 6.5 | [5 empty] | 0 | D571-175
[10 empty] | 头枕 | Head Restraints | ADR 22/00 | ADR 22/00 | 22.2.2.1 | 22.2.2.1 | [5 empty] | 0 | D571-175
[10 empty] | 头枕 | Head restraints | 车辆安全检测基准50 | Vehicle Safety Testing Directions 50 | 5.5 | 5.5 | [5 empty] | 0 | D571-175
[5 empty] | 头枕与靠背间距 | distance form headrest and seatback |  | 031706 |  | 《汽车座椅头枕强度要求和试验方法》 | Motor vehicles-Seats head restraints -Performance requirements and test methods | GB11550-2009 | GB11550-2009 | 4.6 | 4.6 | [5 empty] | 200 | D571-175
[10 empty] | 关于批准与车辆座椅一体或非一体的头枕的统一规定 | Uniform Provisions Concerning The Approval Of Head Restraints (Headrests), Whether Or,Not Incorporated In Vehicle Seats | ECE R25 | ECE R25 | 6.6 | 6.6 | [5 empty] | 0 | D571-175
[10 empty] | 在机动车辆头枕方面协调统一各成员国法律的理事会指令 | Council Directive on the approximation of the laws of the Member States relating to head restraints of seats of motor vehicles | 78/932/EEC | 78/932/EEC | 6.6 | 6.6 | [5 empty] | 0 | D571-175
[10 empty] | 头枕 | Head restraints | 车辆安全检测基准50 | Vehicle Safety Testing Directions 50 | 5.6 | 5.6 | [5 empty] | 0 | D571-175
[5 empty] | 头枕宽度 | headrest width |  | 031706 |  | 《汽车座椅头枕强度要求和试验方法》 | Motor vehicles-Seats head restraints -Performance requirements and test methods | GB11550-2009 | GB11550-2009 | 4.7 | 4.7 | [5 empty] | 200 | D571-175
[10 empty] | 关于批准与车辆座椅一体或非一体的头枕的统一规定 | Uniform Provisions Concerning The Approval Of Head Restraints (Headrests), Whether Or,Not Incorporated In Vehicle Seats | ECE R25 | ECE R25 | 6.7 | 6.7 | [5 empty] | 0 | D571-175
[10 empty] | 在机动车辆头枕方面协调统一各成员国法律的理事会指令 | Council Directive on the approximation of the laws of the Member States relating to head restraints of seats of motor vehicles | 78/932/EEC | 78/932/EEC | 6.7 | 6.7 | [5 empty] | 0 | D571-175
[10 empty] | 头枕 | Head restraints | FMVSS 202 | FMVSS 202 | 4.2(2) | 4.2(2) | [5 empty] | 0 | D571-175
[10 empty] | 头枕 | Head Restraints | ADR 22/00 | ADR 22/00 | 22.2.3 | 22.2.3 | [5 empty] | 0 | D571-175
[10 empty] | 头枕 | Head Restraints | 车辆安全检测基准50 | Vehicle Safety Testing Directions 50 | 5.7 | 5.7 | [5 empty] | 0 | D571-175
[5 empty] | 头枕静态强度 | headrest strength |  | 031706 |  | 《汽车座椅头枕强度要求和试验方法》 | Motor vehicles-Seats head restraints -Performance requirements and test methods | GB11550-2009 | GB11550-2009 | 4.8/4.9 | 4.8/4.9 | [5 empty] | 200 | 573-171
[10 empty] | 关于批准与车辆座椅一体或非一体的头枕的统一规定 | Uniform Provisions Concerning The Approval Of Head Restraints (Headrests), Whether Or,Not Incorporated In Vehicle Seats | ECE R25 | ECE R25 | 6.8/6.9 | 6.8/6.9 | [5 empty] | 0 | 573-171
[10 empty] | 在机动车辆头枕方面协调统一各成员国法律的理事会指令 | Council Directive on the approximation of the laws of the Member States relating to head restraints of seats of motor vehicles | 78/932/EEC | 78/932/EEC | 6.8/6.9 | 6.8/6.9 | [5 empty] | 0 | 573-171
[10 empty] | 头枕 | Head restraints | FMVSS 202 | FMVSS 202 | 4.2(3)(4) | 4.2(3)(4) | [5 empty] | 0 | 573-171
[10 empty] | 头枕 | Head Restraints | ADR 22/00 | ADR 22/00 | 22.3.3 | 22.3.3 | [5 empty] | 0 | 573-171
[10 empty] | 头枕 | Head Restraints | 车辆安全检测基准50 | Vehicle Safety Testing Directions 50 | 5.8/5.9 | 5.8/5.9 | [5 empty] | 0 | 573-171
[5 empty] | 头枕高度调整极限 | height adjust limit |  | 031706 |  | 《汽车座椅头枕强度要求和试验方法》 | Motor vehicles-Seats head restraints -Performance requirements and test methods | GB11550-2009 | GB11550-2009 | 4.10 | 4.10 | [5 empty] | 200
[10 empty] | 关于批准与车辆座椅一体或非一体的头枕的统一规定 | Uniform Provisions Concerning The Approval Of Head Restraints (Headrests), Whether Or,Not Incorporated In Vehicle Seats | ECE R25 | ECE R25 | 6.10 | 6.10 | [5 empty] | 0
[10 empty] | 在机动车辆头枕方面协调统一各成员国法律的理事会指令 | Council Directive on the approximation of the laws of the Member States relating to head restraints of seats of motor vehicles | 78/932/EEC | 78/932/EEC | 6.10 | 6.10 | [5 empty] | 0
[10 empty] | 头枕 | Head Restraints | 车辆安全检测基准50 | Vehicle Safety Testing Directions 50 | 5.10 | 5.10 | [5 empty] | 0
[5 empty] | 动态试验 | Dynamic test |  |  |  | 头枕 | Head Restraints | ADR 22/00 | ADR 22/00 | 22.3.2 | 22.3.2 | [5 empty] | 0 | 573-327
15 | 校车座椅 |  |  | N | 总体要求 | general requirements |  | 031706 | Y | 专用校车学生座椅系统及其车辆固定件的强度 | The strength of student seat systems and their anchorages of special school bus | GB 24406-2012 | GB 24406-2012 | 4.1.1 | 4.1.1
[5 empty] | 抗前倾性能 | performance of anteversion restraint |  | 031706 |  | 专用校车学生座椅系统及其车辆固定件的强度 | The strength of student seat systems and their anchorages of special school bus | GB 24406-2012 | GB 24406-2012 | 4.1.2 | 4.1.2 | [6 empty] | 573-327,577-041,579-144,579-137,579-138,579-139,579-140,JMJ-888-755,571-156,D573-237,D571-371,D572-149,D571-461,D573-073,JMC-089-59,573-194,573-305
[5 empty] | 抗后倾性能 | performance of retroversion restraint |  | 031706 |  | 专用校车学生座椅系统及其车辆固定件的强度 | The strength of student seat systems and their anchorages of special school bus | GB 24406-2012 | GB 24406-2012 | 4.1.3 | 4.1.3 | [6 empty] | 573-171
[5 empty] | 座垫要求 | Saddles requirements |  | 031706 |  | 专用校车学生座椅系统及其车辆固定件的强度 | The strength of student seat systems and their anchorages of special school bus | GB 24406-2012 | GB 24406-2012 | 4.2 | 4.2 | [6 empty] | D573-129
[5 empty] | 座椅固定件要求 | requiremens of the seat anchorage |  | 031706 |  | 专用校车学生座椅系统及其车辆固定件的强度 | The strength of student seat systems and their anchorages of special school bus | GB 24406-2012 | GB 24406-2012 | 4.3 | 4.3 | [6 empty] | 573-327,577-041,579-144,579-137,579-138,579-139,579-140,JMJ-888-755,571-156,D573-237,D571-371,D572-149,D571-461,D573-073,JMC-089-59,573-194,573-305,573-171
[5 empty] | 燃烧特性 | flammability |  | 031706 |  | 汽车内饰材料的燃烧特性 | Flammability of automotive interior materials | GB 8410-2006 | GB 8410-2006 | [7 empty] | 1500 | D576-012,JMC-173-1,JML-312-1,D572-128,572-041,570-075
15 | 客车座椅 | Seats of large passenger vehicles |  | N | 座椅及车辆固定件动态试验 | Seats and vehicle anchorages dynamic test |  | 031706 |  | 客车座椅及其车辆固定件的强度 | The strength of the seats and their anchorages of passenger vehicles | GB 13057-2014 | GB 13057-2014 | 5.1 | 5.1 | [5 empty] | 30 | 573-327,577-041,579-144,579-095,579-137,JMJ-888-755,D573-237,D571-371,D572-149,D571-461,JMC-089-59,573-191,573-250,573-306
[5 empty] | 燃烧特性 | flammability |  | 031706 |  | 汽车内饰材料的燃烧特性 | Flammability of automotive interior materials | GB 8410-2006 | GB 8410-2006 | [7 empty] | 1500 | D576-012,JMC-173-1,JML-312-1,D572-128,572-041,570-075
[10 empty] | 关于客车座椅及座椅固定点装置强度认证的统一规定 | Uniform provisions concerning the approval of seats of large passenger vehicles and of these vehicles with regard to the strength of the seats and their anchorages | ECE R80 | ECE R80 | 5.1,附录1:条款3 | 5.1,Appendix 1：3 | [5 empty] | 0 | 573-327,577-041,579-144,579-095,579-137,JMJ-888-755,D573-237,D571-371,D572-149,D571-461,JMC-089-59,573-191,573-250,573-306
[5 empty] | 座椅及车辆固定件动态试验 | dynamic test of the seats and their anchorages |  | 31706 |  | 关于客车座椅及座椅固定点装置强度认证的统一规定 | Uniform provisions concerning the approval of seats of large passenger vehicles and of these vehicles with regard to the strength of the seats and their anchorages | ECE R80 | ECE R80 | 5.1,附录1:条款3 | 5.1,Appendix 1：3 | [5 empty] | 30 | 573-327,577-041,579-144,579-095,579-137,JMJ-888-755,D573-237,D571-371,D572-149,D571-461,JMC-089-59,573-191,573-250,573-306
[5 empty] | 座椅及车辆固定件动态试验 | dynamic test of the seats and their anchorages |  | 31706 |  | 公共汽车乘员保护 | Vehicle Standard (Australian Design Rule 68/00 – Occupant Protection in Buses) | ADR 68/00-2006 | ADR 68/00-2006 | 5.2,7 | 5.2,7 | [5 empty] | 2 | 573-327,577-041,579-144,579-095,579-137,JMJ-888-755,D573-237,D571-371,D572-149,D571-461,JMC-089-59,573-191,573-250,573-306
[5 empty] | 车辆固定件试验 | Vehicle anchorages test |  | 031706 |  | 客车座椅及其车辆固定件的强度 | The strength of the seats and their anchorages of passenger vehicles | GB 13057-2014 | GB 13057-2014 | 5.2 | 5.2 | [5 empty] | 10 | 573-171
[10 empty] | 客车座椅及其车辆固定件的强度 | The strength of the seats and their anchorages of passenger vehicles | GB 13057-2014 | GB 13057-2014 | 5.2 | 5.2 | [5 empty] | 50 | 573-327,577-041,579-144,579-095,579-137,JMJ-888-755,D573-237,D571-371,D572-149,D571-461,JMC-089-59,573-191,573-250,573-306
[10 empty] | 关于客车座椅及座椅固定点装置强度认证的统一规定 | Uniform provisions concerning the approval of seats of large passenger vehicles and of these vehicles with regard to the strength of the seats and their anchorages | ECE R80 | ECE R80 | 附录2 | Appendix 2 | [5 empty] | 0 | 573-171
[10 empty] | 关于客车座椅及座椅固定点装置强度认证的统一规定 | Uniform provisions concerning the approval of seats of large passenger vehicles and of these vehicles with regard to the strength of the seats and their anchorages | ECE R80 | ECE R80 | 6,7,附录1,附录2 | 6,7,Appendix 1,Appendix 2 | [5 empty] | 30 | 573-327,577-041,579-144,579-095,579-137,JMJ-888-755,D573-237,D571-371,D572-149,D571-461,JMC-089-59,573-191,573-250,573-306
[10 empty] | 公共汽车乘员保护 | Vehicle Standard (Australian Design Rule 68/00 – Occupant Protection in Buses) | ADR 68/00-2006 | ADR 68/00-2006 | 5.1,5.3,7 | 5.1,5.3,7 | [5 empty] | 2 | 573-327,577-041,579-144,579-095,579-137,JMJ-888-755,D573-237,D571-371,D572-149,D571-461,JMC-089-59,573-191,573-250,573-306
[10 empty] | 座椅强度 | seats | 车辆安全检测基准49 | Vehicle Safety Testing Directions 49 | 5.2.2 | 5.2.2 | [5 empty] | 0 | 573-171
15 | 白车身 | Body in white |  | N | 车门强度 | Strength of side doors |  | 031706 |  | 轿车侧门强度 | Passenger car -Strength of side doors | GB 15743-1995 | GB 15743-1995 | [7 empty] | 5 | 573-311
[10 empty] | 侧门强度 | Side impact protection | FMVSS 214 | FMVSS 214 | [7 empty] | 0 | 573-311
[10 empty] | 侧车门强度 | Side impact protection | ADR 29/00 | ADR 29/00 | [7 empty] | 0 | 573-311
[5 empty] | 车顶强度 | roof crush resistance |  | 031706 |  | 乘用车顶部抗压强度 | roof crush resistance | GB26134-2010 | GB26134-2010 | [7 empty] | 5 | 573-311
[10 empty] | 车顶强度 | roof crush resistance | FMVSS 571.216 | FMVSS 571.216 | [7 empty] | 0 | 573-311
15 | 车门锁 | Door-locks |  | N | 惯性载荷 | Inertial load |  | 031706 |  | 汽车门锁及车门保持件的性能要求和试验方法 | Motor vehicles' door locks and retention components performance requirements and test methods | GB 15086-2013 | GB 15086-2013 | 3.2.1.4,3.2.2.3,4.1.1.2,4.2.1.2 | 3.2.1.4,3.2.2.3,4.1.1.2,4.2.1.2 | [5 empty] | 50 | 573-327,577-041,579-137,579-144,JMJ-888-755
[10 empty] | 关于就门锁和车门保持件方面批准车辆的统一规定 | Uniform provisions concerning the approval of vehicles with regard to door latches and door retention components | ECE R11 | ECE R11 | 6.1.4,6.2.3,7.1.1.2,7.2.1.2 | 6.1.4,6.2.3,7.1.1.2,7.2.1.2 | [5 empty] | 30 | 573-327,577-041,579-137,579-144,JMJ-888-755
[10 empty] | 车辆标准（澳大利亚设计规范2、01 侧门门锁及门铰链）2006 | Vehicle standard (Australian Design Rule 2/01-Side door latches and hinges)2006 | ADR 2/01:2006 | ADR 2/01:2006 | 5.2.3,3.5 | 5.2.3,3.5 | [5 empty] | 2 | 573-327,577-041,579-137,579-144,JMJ-888-755
[10 empty] | 门闩／铰链 | Door latches and hinges | 车辆安全检测基准51 | Vehicle safety inspection benchmark51 | [7 empty] | 0 | 573-327,577-041,579-137,579-144,JMJ-888-755
[5 empty] | 载荷1 | Load test one |  | 031706 |  | 汽车门锁及车门保持件的性能要求和试验方法 | Motor vehicles' door locks and retention components performance requirements and test methods | GB 15086-2013 | GB 15086-2013 | 3.2.1.1 | 3.2.1.1 | [5 empty] | 600 | 573-107
[10 empty] | 车辆标准（澳大利亚设计规范2、01 侧门门锁及门铰链）2006 | Vehicle standard (Australian Design Rule 2/01-Side door latches and hinges)2006 | ADR 2/01-2006 | ADR 2/01-2006 | 6.1.1 | 6.1.1 | [5 empty] | 600 | 573-107
[10 empty] | 关于就门锁和车门保持件方面批准车辆的统一规定 | Door latches and retention components | ECE R11 | ECE R11 | 6.1.1 | 6.1.1 | [5 empty] | 10 | 573-107
[5 empty] | 载荷2 | Load test two |  | 031706 |  | 汽车门锁及车门保持件的性能要求和试验方法 | Motor vehicles' door locks and retention components performance requirements and test methods | GB 15086-2013 | GB 15086-2013 | 3.2.1.2 | 3.2.1.2 | [5 empty] | 600 | 573-107
[10 empty] | 车辆标准（澳大利亚设计规范2、01 侧门门锁及门铰链）2006 | Vehicle standard (Australian Design Rule 2/01-Side door latches and hinges)2006 | ADR 2/01-2006 | ADR 2/01-2006 | 6.1.2 | 6.1.2 | [5 empty] | 350 | 573-107
[10 empty] | 关于就门锁和车门保持件方面批准车辆的统一规定 | Door latches and retention components | ECE R11 | ECE R11 | 6.1.2 | 6.1.2 | [5 empty] | 10 | 573-107
[5 empty] | 载荷3（仅适用于垂直方向开门的后门门锁） | Load test three (applicable to doors that open in a vertical direction) |  | 031706 |  | 汽车门锁及车门保持件的性能要求和试验方法 | Motor vehicles' door locks and retention components performance requirements and test methods | GB 15086-2013 | GB 15086-2013 | 3.2.1.3 | 3.2.1.3 | [5 empty] | 350 | 573-107
[10 empty] | 车辆标准（澳大利亚设计规范2、01 侧门门锁及门铰链）2006 | Vehicle standard (Australian Design Rule 2/01-Side door latches and hinges)2006 | ADR 2/01-2006 | ADR 2/01-2006 | 6.1.3 | 6.1.3 | [5 empty] | 10 | 573-107
[10 empty] | 关于就门锁和车门保持件方面批准车辆的统一规定 | Door latches and retention components | ECE R11 | ECE R11 | 6.1.3 | 6.1.3 | [5 empty] | 50 | 573-107
15 | 车门保持件 | Door-hinges |  | N | 载荷1 | Load test one |  | 031706 |  | 汽车门锁及车门保持件的性能要求和试验方法 | Motor vehicles' door locks and retention components performance requirements and test methods | GB 15086-2013 | GB 15086-2013 | 3.2.1.5 .1.b | 3.2.1.5 .1.b | [5 empty] | 600 | 573-107
[10 empty] | 车辆标准（澳大利亚设计规范2、01 侧门门锁及门铰链）2006 | Vehicle standard (Australian Design Rule 2/01-Side door latches and hinges)2006 | ADR 2/01-2006 | ADR 2/01-2006 | 6.1.5.1.b | 6.1.5.1.b | [5 empty] | 600 | 573-107
[10 empty] | 关于就门锁和车门保持件方面批准车辆的统一规定 | Door latches and retention components | ECE R11 | ECE R11 | 6.1.5.1.b | 6.1.5.1.b | [5 empty] | 10 | 573-107
[5 empty] | 载荷2 | Load test two |  | 031706 |  | 汽车门锁及车门保持件的性能要求和试验方法 | Motor vehicles' door locks and retention components performance requirements and test methods | GB 15086-2013 | GB 15086-2013 | 3.2.1.5.1.c | 3.2.1.5.1.c | [5 empty] | 50 | 573-107
[10 empty] | 车辆标准（澳大利亚设计规范2、01 侧门门锁及门铰链）2006 | Vehicle standard (Australian Design Rule 2/01-Side door latches and hinges)2006 | ADR 2/01-2006 | ADR 2/01-2006 | 6.1.5.1.c | 6.1.5.1.c | [5 empty] | 600 | 573-107
[10 empty] | 关于就门锁和车门保持件方面批准车辆的统一规定 | Door latches and retention components | ECE R11 | ECE R11 | 6.1.5.1.c | 6.1.5.1.c | [5 empty] | 10 | 573-107
[5 empty] | 载荷3（仅适用于垂直方向开门的后门铰链） | Load test three (applicable to doors that open in a vertical direction) |  | 031706 |  | 汽车门锁及车门保持件的性能要求和试验方法 | Motor vehicles' door locks and retention components performance requirements and test methods | GB 15086-2013 | GB 15086-2013 | 3.2.1.5.1.d | 3.2.1.5.1.d | [5 empty] | 50 | 573-107
[10 empty] | 车辆标准（澳大利亚设计规范2、01 侧门门锁及门铰链）2006 | Vehicle standard (Australian Design Rule 2/01-Side door latches and hinges)2006 | ADR 2/01-2006 | ADR 2/01-2006 | 6.1.5.1.d | 6.1.5.1.d | [5 empty] | 350 | 573-107
[10 empty] | 关于就门锁和车门保持件方面批准车辆的统一规定 | Door latches and retention components | ECE R11 | ECE R11 | 6.1.5.1.d | 6.1.5.1.d | [5 empty] | 10 | 573-107
[5 empty] | 单个铰链 | single door hinge |  | 031706 |  | 汽车门锁及车门保持件的性能要求和试验方法 | Motor vehicles' door locks and retention components performance requirements and test methods | GB 15086-2013 | GB 15086-2013 | 3.2.1.5.2 | 3.2.1.5.2 | [5 empty] | 50 | 573-107
[10 empty] | 车辆标准（澳大利亚设计规范2、01 侧门门锁及门铰链）2006 | Vehicle standard (Australian Design Rule 2/01-Side door latches and hinges)2006 | ADR 2/01-2006 | ADR 2/01-2006 | 6.1.5.3 | 6.1.5.3 | [5 empty] | 50 | 573-107
[10 empty] | 关于就门锁和车门保持件方面批准车辆的统一规定 | Door latches and retention components | ECE R11 | ECE R11 | 6.1.5.3 | 6.1.5.3 | [5 empty] | 10 | 573-107
[5 empty] | 滑动门保持件性能 | performance of slide door |  | 031706 |  | 汽车门锁及车门保持件的性能要求和试验方法 | Motor vehicles' door locks and retention components performance requirements and test methods | GB 15086-2013 | GB 15086-2013 | 3.2.2.4 | 3.2.2.4 | [5 empty] | 1 | 573-311
[10 empty] | 汽车侧门锁及保持件 | Side Door Latches and Hinges | ADR 2/01 | ADR 2/01 | 5.4 | 5.4 | [5 empty] | 0 | 573-311
[10 empty] | 关于就门锁和车门保持件方面批准车辆的统一规定 | UNIFORM PROVISIONS CONCERNING THE APPROVAL OF VEHICLES WITH REGARD TO DOOR LATCHES AND DOOR RETENTION COMPONENTS | ECE R11 | ECE R11 | 5.4 | 5.4 | [5 empty] | 0 | 573-311
[10 empty] | 门闩／铰链 | Door latches and retention components | 车辆安全检测基准51 | Vehicle Safety Testing Directions 51 | 5.11 | 5.11 | [5 empty] | 0 | 573-311
15 | 视镜 | Mirrors |  | Y | 一般要求 | General Requiremen |  | 031706 | Y | 机动车辆间接视野装置性能和安装要求 | Devices to prevent the unauthorized use of motor vehicles (anti-theft devices) | GB 15084-2013 | GB 15084-2013 | 4.1.1 | 4.1.1 | [5 empty] | 150 | JMC-202-1,JMC-1608-1,JMC-089-2
[10 empty] | 《间接视野装置》车辆安全检测基准 | <Devices for indirect vision>Vehicle Safety Testing Directions | 二十七 | 27 | 4 | 4 | [5 empty] | 1 | JMC-202-1,JMC-1608-1,JMC-089-2
[10 empty] | 关于批准后视镜和就后视镜的安装方面批准机动车辆的统一规定 | Rear-view mirrors | ECE R46 | ECE R46 | 6.1.1 | 6.1.1 | [5 empty] | 0 | JMC-202-1,JMC-1608-1,JMC-089-2
[10 empty] | 后视镜 | Motor vehicles rear-view mirrors | ADR 14/02 | ADR 14/02 | [7 empty] | 0 | JMC-202-1,JMC-1608-1,JMC-089-2
[5 empty] | 曲率半径 | Radii of Curvature |  | 031706 | Y | 机动车辆间接视野装置性能和安装要求 | The design of the rearview mirror and rearview mirror installation rules | GB 15084-2013 | GB 15084-2013 | 4.1.2.2.2 | 4.1.2.2.2 | [5 empty] | 150 | D579-003
[10 empty] | 《间接视野装置》车辆安全检测基准 | <Devices for indirect vision>Vehicle Safety Testing Directions | 二十七 | 27 | 6 | 6 | [5 empty] | 1 | D579-003
[10 empty] | 关于批准后视镜和就后视镜的安装方面批准机动车辆的统一规定 | Rear-view mirrors | ECE R46 | ECE R46 | [7 empty] | 0 | D579-003
[10 empty] | 后视镜 | Motor vehicles rear-view mirrors | ADR 14/02 | ADR 14/02 | [7 empty] | 0 | D579-003
[5 empty] | 撞击实验 | Impact test |  | 031706 | Y | 机动车辆间接视野装置性能和安装要求 | The design of the rearview mirror and rearview mirror installation rules | GB 15084-2013 | GB 15084-2013 | 5.2 | 5.2 | [5 empty] | 150 | 579-004
[10 empty] | 《间接视野装置》车辆安全检测基准 | <Devices for indirect vision>Vehicle Safety Testing Directions | 二十七 | 27 | 8 | 8 | [5 empty] | 1 | 579-004
[10 empty] | 关于批准后视镜和就后视镜的安装方面批准机动车辆的统一规定 | Rear-view mirrors | ECE R46 | ECE R46 | [7 empty] | 0 | 579-004
[10 empty] | 后视镜 | Motor vehicles rear-view mirrors | ADR 14/02 | ADR 14/02 | [7 empty] | 0 | 579-004
[5 empty] | 尺寸要求 | Dimension |  | 031706 | Y | 机动车辆间接视野装置性能和安装要求 | The design of the rearview mirror and rearview mirror installation rules | GB 15084-2013 | GB 15084-2013 | 4.1.2.1 | 4.1.2.1 | [5 empty] | 150 | JMC-173-1
[10 empty] | 《间接视野装置》车辆安全检测基准 | <Devices for indirect vision>Vehicle Safety Testing Directions | 二十七 | 27 | 5 | 5 | [5 empty] | 1 | JMC-173-1
[10 empty] | 关于批准后视镜和就后视镜的安装方面批准机动车辆的统一规定 | Rear-view mirrors | ECE R46 | ECE R46 | [7 empty] | 0 | JMC-173-1
[10 empty] | 后视镜 | Motor vehicles rear-view mirrors | ADR 14/02 | ADR 14/02 | [7 empty] | 0 | JMC-173-1
[5 empty] | 抗弯曲实验 | Bending test |  | 031706 | Y | 机动车辆间接视野装置性能和安装要求 | The design of the rearview mirror and rearview mirror installation rules | GB 15084-2013 | GB 15084-2013 | 5.3 | 5.3 | [5 empty] | 20 | 579-010
[10 empty] | 《间接视野装置》车辆安全检测基准 | <Devices for indirect vision>Vehicle Safety Testing Directions | 二十七 | 27 | 9 | 9 | [5 empty] | 1 | 579-010
[10 empty] | 关于批准后视镜和就后视镜的安装方面批准机动车辆的统一规定 | Rear-view mirrors | ECE R46 | ECE R46 | [7 empty] | 0 | 579-010
[10 empty] | 后视镜 | Motor vehicles rear-view mirrors | ADR 14/02 | ADR 14/02 | [7 empty] | 0 | 579-010
[5 empty] | 反射率实验 | Coefficient of Reflection |  | 031706 | Y | 机动车辆间接视野装置性能和安装要求 | The design of the rearview mirror and rearview mirror installation rules | GB 15084-2013 | GB 15084-2013 | 4.1.2.2.1 | 4.1.2.2.1 | [5 empty] | 150 | 577-038
[10 empty] | 《间接视野装置》车辆安全检测基准 | <Devices for indirect vision>Vehicle Safety Testing Directions | 二十七 | 27 | 7 | 7 | [5 empty] | 1 | 577-038
[10 empty] | 关于批准后视镜和就后视镜的安装方面批准机动车辆的统一规定 | Rear-view mirrors | ECE R46 | ECE R46 | [7 empty] | 0 | 577-038
[10 empty] | 后视镜 | Motor vehicles rear-view mirrors | ADR 14/02 | ADR 14/02 | [7 empty] | 0 | 577-038
15 | 除视镜外间接视野装置 | Devices for indirect vision other than mirrors |  | Y | 一般要求 | General requirements |  | 031706 | Y | 机动车辆间接视野装置性能和安装要求 | Technology Standards of Auto-Dimming Rearview Mirror for Motor Vehicle | GB 15084-2013 | GB 15084-2013 | 4.2.1、4.2.2.1、4.2.3 | 4.2.2.1 | [5 empty] | 150 | JMC-202-1,JMC-1608-1,JMC-089-2
[10 empty] | 《间接视野装置》车辆安全检测基准 | <Devices for indirect vision>Vehicle Safety Testing Directions | 二十七 | 27 | 10.1 | 10.1 | [5 empty] | 1 | JMC-202-1,JMC-1608-1,JMC-089-2
[5 empty] | 功能要求 | Functional requirements |  | 031706 | Y | 机动车辆间接视野装置性能和安装要求 | Motor vehicles -Devices for indirect vision-Requirements of performance and installation | GB 15084-2013 | GB 15084-2013 | 4.2.2.2 | 4.2.2.2 | [5 empty] | 150 | 577-047,577-049,577-050
[10 empty] | 《间接视野装置》车辆安全检测基准 | <Devices for indirect vision>Vehicle Safety Testing Directions | 二十七 | 27 | 10.2 | 10.2 | [5 empty] | 1 | 577-047,577-049,577-050
[10 empty] | 关于批准后视镜和就后视镜的安装方面批准机动车辆的统一规定 | Motor vehicles -Devices for indirect vision-Requirements of performance and installation | ECE R46 | ECE R46 | [7 empty] | 0 | 577-047,577-049,577-050
15 | 汽车前照灯 | headlamp |  | Y | 色度 | Colour |  | 031709 |  | 汽车用灯丝灯泡前照灯 | Motor vehicle headlamps equipped with filament lamps | GB 4599 -2007 | GB 4599 -2007 | [7 empty] | 200 | 577-033
[10 empty] | 汽车用气体放电光源前照灯 | Headlamps equipped with gas-discharge light sources for motor vehicle | GB21259-2007 | GB21259-2007 | [7 empty] | 200 | 577-033
[10 empty] | 关于批准发射不对称远光和/或近光并装用灯丝灯泡和/或LED模块的机动车前照灯的统一规定 | Uniform Provisions Concerning The Approval Of Motor Vehicle Headlamps Emitting An Asymmetrical Passing Beam Or A Driving Beam Or Both And Equipped With Filament Lamps And/Or LED Modules | ECE R112 | ECE R112 | [7 empty] | 5 | 577-033
[10 empty] | 非气体放电式头灯 | headlamps equipped with non gas-discharge light sources | 车辆安全检测基准52 | Vehicle Safety Testing Directions52 | [7 empty] | 0 | 577-033
[10 empty] | 关于批准发射对称远光和/或近光并装用灯丝灯泡的机动车前照灯的统一规定 | Uniform provisions concerning the approval of motor vehicle headlamps emitting a symmetrical passing beam or a driving beam or both and equipped with filament lamps | ECE R113 | ECE R113 | [7 empty] | 5 | 577-033
[10 empty] | 关于批准装用气体放电光源的机动车前照灯的统一规定 | Uniform provisions concerning the approval of motor vehicle headlamps equipped with gas-discharge light sources | ECE R98 | ECE R98 | [7 empty] | 5 | 577-033
[10 empty] | 气体放电式头灯 | headlamps equipped with gas-discharge light sources | 车辆安全检测基准30 | Vehicle Safety Testing Directions30 | [7 empty] | 0 | 577-033
[10 empty] | 汽车用LED前照灯 | Automotive headlamps with LED light sources and/or LED modules | GB 25991-2010 | GB 25991-2010 | [7 empty] | 20 | 577-033
[10 empty] | 汽车用自适应前照明系统 | Adaptive font-lighting system for motor vehicles | GB/T 30036-2013 | GB/T 30036-2013 | [7 empty] | 15 | 577-033
[10 empty] | 适路性前方照明系统 | Adaptive font-lighting system for motor vehicles | 车辆安全检测基准59 | Vehicle Safety Testing Directions59 | [7 empty] | 0 | 577-033
[10 empty] | 关于批准机动车辆自适应前照明系统（AFS）的统一规定 | Uniform provisions concerning the approval of adaptive front-lighting systems (AFS) for motor vehicles | ECE R123 | ECE R123 | [7 empty] | 0 | 577-033
[10 empty] | 非公路旅游观光车 前照灯 | Garden patrol minibus-head lamps | GB 28710-2012 | GB 28710-2012 | [7 empty] | 0 | 577-033
[5 empty] | 配光性能 | Photometric characteristic |  | 031709 |  | 汽车用灯丝灯泡前照灯 | Motor vehicle headlamps equipped with filament lamps | GB 4599 -2007 | GB 4599 -2007 | [7 empty] | 200 | 577-033,577-045
[10 empty] | 汽车用气体放电光源前照灯 | Headlamps equipped with gas-discharge light sources for motor vehicle | GB21259-2007 | GB21259-2007 | [7 empty] | 50 | 577-033,577-045
[10 empty] | 关于批准发射不对称远光和/或近光并装用灯丝灯泡和/或LED模块的机动车前照灯的统一规定 | Uniform Provisions Concerning The Approval Of Motor Vehicle Headlamps Emitting An Asymmetrical Passing Beam Or A Driving Beam Or Both And Equipped With Filament Lamps And/Or LED Modules | ECE R112 | ECE R112 | [7 empty] | 0 | 577-033,577-045
[10 empty] | 非气体放电式头灯 | headlamps equipped with non gas-discharge light sources | 车辆安全检测基准52 | Vehicle Safety Testing Directions52 | [7 empty] | 0 | 577-033,577-045
[10 empty] | 关于批准发射对称远光和/或近光并装用灯丝灯泡的机动车前照灯的统一规定 | Uniform provisions concerning the approval of motor vehicle headlamps emitting a symmetrical passing beam or a driving beam or both and equipped with filament lamps | ECE R113 | ECE R113 | [7 empty] | 0 | 577-033,577-045
[10 empty] | 关于批准装用气体放电光源的机动车前照灯的统一规定 | Uniform provisions concerning the approval of motor vehicle headlamps equipped with gas-discharge light sources | ECE R98 | ECE R98 | [7 empty] | 0 | 577-033,577-045
[10 empty] | 气体放电式头灯 | headlamps equipped with gas-discharge light sources | 车辆安全检测基准30 | Vehicle Safety Testing Directions30 | [7 empty] | 0 | 577-033,577-045
[10 empty] | 汽车用LED前照灯 | Automotive headlamps with LED light sources and/or LED modules | GB 25991-2010 | GB 25991-2010 |  | 6 | [5 empty] | 20 | 577-033
[10 empty] | 汽车用自适应前照明系统 | Adaptive font-lighting system for motor vehicles | GB/T 30036-2013 | GB/T 30036-2013 | [7 empty] | 10 | 577-033,577-045
[10 empty] | 适路性前方照明系统 | Adaptive font-lighting system for motor vehicles | 车辆安全检测基准59 | Vehicle Safety Testing Directions59 | [7 empty] | 0 | 577-033,577-045
[10 empty] | 关于批准机动车辆自适应前照明系统（AFS）的统一规定 | Uniform provisions concerning the approval of adaptive front-lighting systems (AFS) for motor vehicles | ECE R123 | ECE R123 | [7 empty] | 0 | 577-033,577-045
[10 empty] | 非公路旅游观光车 前照灯 | Garden patrol minibus-head lamps | GB 28710-2012 | GB 28710-2012 | [7 empty] | 0 | 577-033,577-045
[5 empty] | 配光稳定性 | Stability of photometric characteristic |  | 031709 |  | 汽车用灯丝灯泡前照灯 | Motor vehicle headlamps equipped with filament lamps | GB 4599 -2007 | GB 4599 -2007 | [7 empty] | 200 | 577-033,577-045,574-142
[10 empty] | 汽车用气体放电光源前照灯 | Headlamps equipped with gas-discharge light sources for motor vehicle | GB21259-2007 | GB21259-2007 | [7 empty] | 50 | 577-033,577-045,574-142
[10 empty] | 关于批准发射不对称远光和/或近光并装用灯丝灯泡和/或LED模块的机动车前照灯的统一规定 | Uniform Provisions Concerning The Approval Of Motor Vehicle Headlamps Emitting An Asymmetrical Passing Beam Or A Driving Beam Or Both And Equipped With Filament Lamps And/Or LED Modules | ECE R112 | ECE R112 | [7 empty] | 0 | 577-033,577-045,574-142
[10 empty] | 非气体放电式头灯 | headlamps equipped with non gas-discharge light sources | 车辆安全检测基准52 | Vehicle Safety Testing Directions52 | [7 empty] | 0 | 577-033,577-045,574-142
[10 empty] | 关于批准发射对称远光和/或近光并装用灯丝灯泡的机动车前照灯的统一规定 | Uniform provisions concerning the approval of motor vehicle headlamps emitting a symmetrical passing beam or a driving beam or both and equipped with filament lamps | ECE R113 | ECE R113 | [7 empty] | 0 | 577-033,577-045,574-142
[10 empty] | 关于批准装用气体放电光源的机动车前照灯的统一规定 | Uniform provisions concerning the approval of motor vehicle headlamps equipped with gas-discharge light sources | ECE R98 | ECE R98 | [7 empty] | 0 | 577-033,577-045,574-142
[10 empty] | 气体放电式头灯 | headlamps equipped with gas-discharge light sources | 车辆安全检测基准30 | Vehicle Safety Testing Directions30 | [7 empty] | 0 | 577-033,577-045,574-142
[10 empty] | 汽车用LED前照灯 | Automotive headlamps with LED light sources and/or LED modules | GB 25991-2010 | GB 25991-2010 | [7 empty] | 20 | 577-033,574-142
[10 empty] | 汽车用自适应前照明系统 | Adaptive font-lighting system for motor vehicles | GB/T 30036-2013 | GB/T 30036-2013 | [7 empty] | 10 | 577-033,577-045,574-142
[10 empty] | 适路性前方照明系统 | Adaptive font-lighting system for motor vehicles | 车辆安全检测基准59 | Vehicle Safety Testing Directions59 | [7 empty] | 0 | 577-033,577-045,574-142
[10 empty] | 关于批准机动车辆自适应前照明系统（AFS）的统一规定 | Uniform provisions concerning the approval of adaptive front-lighting systems (AFS) for motor vehicles | ECE R123 | ECE R123 | [7 empty] | 0 | 577-033,577-045,574-142
[10 empty] | 非公路旅游观光车 前照灯 | Garden patrol minibus-head lamps | GB 28710-2012 | GB 28710-2012 | [7 empty] | 0 | 577-033,577-045,574-142
[5 empty] | 塑料配光镜或材料试样和整灯试验 | Requirements for lamps incorporating lenses of plasticmaterial – Testing of lens or material samples and ofcomplete lamps |  | 031709 |  | 汽车用灯丝灯泡前照灯 | Motor vehicle headlamps equipped with filament lamps | GB 4599 -2007 | GB 4599 -2007 | [7 empty] | 15 | 577-033,577-045,574-142,573-278,577-031,577-026,572-029,570-088
[10 empty] | 汽车用气体放电光源前照灯 | Headlamps equipped with gas-discharge light sources for motor vehicle | GB21259-2007 | GB21259-2007 | [7 empty] | 15 | 577-033,577-045,574-142,573-278,577-031,577-026,572-029,570-088
[10 empty] | 关于批准发射不对称远光和/或近光并装用灯丝灯泡和/或LED模块的机动车前照灯的统一规定 | Uniform Provisions Concerning The Approval Of Motor Vehicle Headlamps Emitting An Asymmetrical Passing Beam Or A Driving Beam Or Both And Equipped With Filament Lamps And/Or LED Modules | ECE R112 | ECE R112 | [7 empty] | 15 | 577-033,577-045,574-142,573-278,577-031,577-026,572-029,570-088
[10 empty] | 非气体放电式头灯 | headlamps equipped with non gas-discharge light sources | 车辆安全检测基准52 | Vehicle Safety Testing Directions52 | [7 empty] | 15 | 577-033,577-045,574-142,573-278,577-031,577-026,572-029,570-088
[10 empty] | 关于批准发射对称远光和/或近光并装用灯丝灯泡的机动车前照灯的统一规定 | Uniform provisions concerning the approval of motor vehicle headlamps emitting a symmetrical passing beam or a driving beam or both and equipped with filament lamps | ECE R113 | ECE R113 | [7 empty] | 15 | 577-033,577-045,574-142,573-278,577-031,577-026,572-029,570-088
[10 empty] | 关于批准装用气体放电光源的机动车前照灯的统一规定 | Uniform provisions concerning the approval of motor vehicle headlamps equipped with gas-discharge light sources | ECE R98 | ECE R98 | [7 empty] | 15 | 577-033,577-045,574-142,573-278,577-031,577-026,572-029,570-088
[10 empty] | 气体放电式头灯 | headlamps equipped with gas-discharge light sources | 车辆安全检测基准30 | Vehicle Safety Testing Directions30 | [7 empty] | 15 | 577-033,577-045,574-142,573-278,577-031,577-026,572-029,570-088
[10 empty] | 汽车用LED前照灯 | Automotive headlamps with LED light sources and/or LED modules | GB 25991-2010 | GB 25991-2010 | [7 empty] | 15 | 577-033,577-045,574-142,573-278,577-031,577-026,572-029,570-088
[10 empty] | 汽车用自适应前照明系统 | Adaptive font-lighting system for motor vehicles | GB/T 30036-2013 | GB/T 30036-2013 | [7 empty] | 15 | 577-033,577-045,574-142,573-278,577-031,577-026,572-029,570-088
[10 empty] | 适路性前方照明系统 | Adaptive font-lighting system for motor vehicles | 车辆安全检测基准59 | Vehicle Safety Testing Directions59 | [7 empty] | 15 | 577-033,577-045,574-142,573-278,577-031,577-026,572-029,570-088
[10 empty] | 关于批准机动车辆自适应前照明系统（AFS）的统一规定 | Uniform provisions concerning the approval of adaptive front-lighting systems (AFS) for motor vehicles | ECE R123 | ECE R123 | [7 empty] | 15 | 577-033,577-045,574-142,573-278,577-031,577-026,572-029,570-088
[10 empty] | 非公路旅游观光车 前照灯 | Garden patrol minibus-head lamps | GB 28710-2012 | GB 28710-2012 | [7 empty] | 15 | 577-033,577-045,574-142,573-278,577-031,577-026,572-029,570-088
[5 empty] | 照度和色度温度稳定性 | Temperature stability |  | 031709 |  | 关于批准发射不对称远光和/或近光并装用灯丝灯泡和/或LED模块的机动车前照灯的统一规定 | Uniform Provisions Concerning The Approval Of Motor Vehicle Headlamps Emitting An Asymmetrical Passing Beam Or A Driving Beam Or Both And Equipped With Filament Lamps And/Or LED Modules | ECE R112 | ECE R112 | [7 empty] | 15 | 577-033
[10 empty] | 汽车用LED前照灯 | Automotive headlamps with LED light sources and/or LED modules | GB 25991-2010 | GB 25991-2010 | [7 empty] | 15 | 577-033
[10 empty] | 汽车用自适应前照明系统 | Adaptive font-lighting system for motor vehicles | GB/T 30036-2013 | GB/T 30036-2013 | [7 empty] | 15 | 577-033
[10 empty] | 适路性前方照明系统 | Adaptive font-lighting system for motor vehicles | 车辆安全检测基准59 | Vehicle Safety Testing Directions59 | [7 empty] | 15 | 577-033
[5 empty] | 耐温度循环试验 | temperature cycling test |  | 031709 |  | 汽车用LED前照灯 | Automotive headlamps with LED light sources and/or LED modules | GB 25991-2010 | GB 25991-2010 | [7 empty] | 15 | 577-033,572-029
[5 empty] | LED模块目标光通量 | luminous flux of LED modules |  | 031709 |  | 关于批准发射不对称远光和/或近光并装用灯丝灯泡和/或LED模块的机动车前照灯的统一规定 | Uniform Provisions Concerning The Approval Of Motor Vehicle Headlamps Emitting An Asymmetrical Passing Beam Or A Driving Beam Or Both And Equipped With Filament Lamps And/Or LED Modules | ECE R112 | ECE R112 | [7 empty] | 15 | 577-045
[10 empty] | 汽车用LED前照灯 | Automotive headlamps with LED light sources and/or LED modules | GB 25991-2010 | GB 25991-2010 | [7 empty] | 15 | 577-045
[10 empty] | 汽车用自适应前照明系统 | Adaptive font-lighting system for motor vehicles | GB/T 30036-2013 | GB/T 30036-2013 | [7 empty] | 15 | 577-045
[10 empty] | 适路性前方照明系统 | Adaptive font-lighting system for motor vehicles | 车辆安全检测基准59 | Vehicle Safety Testing Directions59 | [7 empty] | 15 | 577-045
[5 empty] | 显色性测量 | Colour rendering |  | 031709 |  | 关于批准发射不对称远光和/或近光并装用灯丝灯泡和/或LED模块的机动车前照灯的统一规定 | Uniform Provisions Concerning The Approval Of Motor Vehicle Headlamps Emitting An Asymmetrical Passing Beam Or A Driving Beam Or Both And Equipped With Filament Lamps And/Or LED Modules | ECE R112 | ECE R112 | [7 empty] | 15 | 577-042
[10 empty] | 汽车用LED前照灯 | Automotive headlamps with LED light sources and/or LED modules | GB 25991-2010 | GB 25991-2010 | [7 empty] | 15 | 577-042
[10 empty] | 汽车用自适应前照明系统 | Adaptive font-lighting system for motor vehicles | GB/T 30036-2013 | GB/T 30036-2013 | [7 empty] | 15 | 577-042
[10 empty] | 适路性前方照明系统 | Adaptive font-lighting system for motor vehicles | 车辆安全检测基准59 | Vehicle Safety Testing Directions59 | [7 empty] | 0 | 577-042
[5 empty] | 紫外辐射含量 | UV-radiation |  | 031709 |  | 关于批准发射不对称远光和/或近光并装用灯丝灯泡和/或LED模块的机动车前照灯的统一规定 | Uniform Provisions Concerning The Approval Of Motor Vehicle Headlamps Emitting An Asymmetrical Passing Beam Or A Driving Beam Or Both And Equipped With Filament Lamps And/Or LED Modules | ECE R112 | ECE R112 | [7 empty] | 15 | 577-042
[10 empty] | 汽车用LED前照灯 | Automotive headlamps with LED light sources and/or LED modules | GB 25991-2010 | GB 25991-2010 | [7 empty] | 15 | 577-042
[10 empty] | 汽车用自适应前照明系统 | Adaptive font-lighting system for motor vehicles | GB/T 30036-2013 | GB/T 30036-2013 | [7 empty] | 0 | 577-042
[10 empty] | 适路性前方照明系统 | Adaptive font-lighting system for motor vehicles | 车辆安全检测基准59 | Vehicle Safety Testing Directions59 | [7 empty] | 0 | 577-042
[5 empty] | 电源的极性反接、过电压试验 | Reverse polarity and overvoltage test |  | 031709 |  | 汽车用LED前照灯 | Automotive headlamps with LED light sources and/or LED modules | GB 25991-2010 | GB 25991-2010 | [7 empty] | 15 | 577-033
[5 empty] | 绝缘强度试验 | dielectric strength test |  | 031709 |  | 非公路旅游观光车 前照灯 | Garden patrol minibus-head lamps | GB 28710-2012 | GB 28710-2012 | [7 empty] | 0 | 574-089
[5 empty] | 耐温试验 | Resistance to heat |  | 031709 |  | 非公路旅游观光车 前照灯 | Garden patrol minibus-head lamps | GB 28710-2012 | GB 28710-2012 | [7 empty] | 0 | 572-029
[5 empty] | 耐振动试验 | Vibration Test |  | 031709 |  | 非公路旅游观光车 前照灯 | Garden patrol minibus-head lamps | GB 28710-2012 | GB 28710-2012 | [7 empty] | 0 | D578-289
15 | 汽车前雾灯 | front fog lamps for motor vehicles |  | Y | 色度 | Colour |  | 031709 |  | 机动车用前雾灯配光性能 | Photometric characteristics of power-driven vehicle front fog lamps | GB 4660-2016 | GB 4660-2016 | [7 empty] | 200 | 577-033
[10 empty] | 关于批准机动车前雾灯的统一规定 | Uniform Provisions Concerning The Approval Of Power-driven Vehicle Front Fog Lamps | ECE R19 | ECE R19 | [7 empty] | 10 | 577-033
[10 empty] | 前雾灯 | front fog lamp | 车辆安全检测基准32 | Vehicle Safety Testing Directions32 | [7 empty] | 0 | 577-033
[10 empty] | 前雾灯 | Front Fog lamps | ADR 50/00 | ADR 50/00 | [7 empty] | 200 | 577-033
[5 empty] | 配光性能 | Photometric characteristic |  | 031709 |  | 机动车用前雾灯配光性能 | Photometric characteristics of power-driven vehicle front fog lamps | GB 4660-2016 | GB 4660-2016 | [7 empty] | 200 | 577-033,577-045
[10 empty] | 关于批准机动车前雾灯的统一规定 | Uniform Provisions Concerning The Approval Of Power-driven Vehicle Front Fog Lamps | ECE R19 | ECE R19 | [7 empty] | 10 | 577-033,577-045
[10 empty] | 前雾灯 | front fog lamp | 车辆安全检测基准32 | Vehicle Safety Testing Directions32 | [7 empty] | 0 | 577-033,577-045
[10 empty] | 前雾灯 | Front Fog lamps | ADR 50/00 | ADR 50/00 | [7 empty] | 200 | 577-033,577-045
[5 empty] | 配光稳定性 | Stability of photometric characteristic |  | 031709 |  | 机动车用前雾灯配光性能 | Photometric characteristics of power-driven vehicle front fog lamps | GB 4660-2016 | GB 4660-2016 | [7 empty] | 200 | 577-033,577-045,574-142
[10 empty] | 关于批准机动车前雾灯的统一规定 | Uniform Provisions Concerning The Approval Of Power-driven Vehicle Front Fog Lamps | ECE R19 | ECE R19 | [7 empty] | 10 | 577-033,577-045,574-142
[10 empty] | 前雾灯 | front fog lamp | 车辆安全检测基准32 | Vehicle Safety Testing Directions32 | [7 empty] | 0 | 577-033,577-045,574-142
[10 empty] | 前雾灯 | Front Fog lamps | ADR 50/00 | ADR 50/00 | [7 empty] | 200 | 577-033,577-045,574-142
[5 empty] | 塑料配光镜材料试验 | Requirements for lamps incorporating lenses of plasticmaterial – Testing of lens or material samples and ofcomplete lamps |  | 031709 |  | 机动车用前雾灯配光性能 | Photometric characteristics of power-driven vehicle front fog lamps | GB 4660-2016 | GB 4660-2016 | [7 empty] | 200 | 577-033,577-045,574-142,573-278,577-031,577-026,572-029,570-088
[10 empty] | 关于批准机动车前雾灯的统一规定 | Uniform Provisions Concerning The Approval Of Power-driven Vehicle Front Fog Lamps | ECE R19 | ECE R19 | [7 empty] | 10 | 577-033,577-045,574-142,573-278,577-031,577-026,572-029,570-088
[10 empty] | 前雾灯 | front fog lamp | 车辆安全检测基准32 | Vehicle Safety Testing Directions32 | [7 empty] | 0 | 577-033,577-045,574-142,573-278,577-031,577-026,572-029,570-088
[10 empty] | 前雾灯 | Front Fog lamps | ADR 50/00 | ADR 50/00 | [7 empty] | 200 | 577-033,577-045,574-142,573-278,577-031,577-026,572-029,570-088
[5 empty] | 照度和色度温度稳定性 | Temperature stability |  | 031709 |  | 关于批准机动车前雾灯的统一规定 | Uniform Provisions Concerning The Approval Of Power-driven Vehicle Front Fog Lamps | ECE R19 | ECE R19 | [7 empty] | 200 | 577-033
[10 empty] | 前雾灯 | front fog lamp | 车辆安全检测基准32 | Vehicle Safety Testing Directions32 | [7 empty] | 10 | 577-033
[10 empty] | 前雾灯 | Front Fog lamps | ADR 50/00 | ADR 50/00 | [7 empty] | 0 | 577-033
[5 empty] | 显色性 | Colour rendering |  | 031709 |  | 关于批准机动车前雾灯的统一规定 | Uniform Provisions Concerning The Approval Of Power-driven Vehicle Front Fog Lamps | ECE R19 | ECE R19 | [7 empty] | 200 | 577-042
[10 empty] | 前雾灯 | front fog lamp | 车辆安全检测基准32 | Vehicle Safety Testing Directions32 | [7 empty] | 10 | 577-042
[10 empty] | 前雾灯 | Front Fog lamps | ADR 50/00 | ADR 50/00 | [7 empty] | 0 | 577-042
15 | 汽车倒车灯 | reversing lamps for motor vehicles |  | Y | 色度 | Colour |  | 031709 |  | 汽车及挂车倒车灯配光性能 | Photometric characteristics of reversing lamps for motor vehicles and their trailers | GB15235-2007 | GB15235-2007 | [7 empty] | 1200 | 577-033
[10 empty] | 关于批准机动车及其挂车倒车灯的统一规定 | Uniform Provisions Concerning The Approval Of Reversing Lights For Power-Driven Vehicles And Their Trailers | ECE R23 | ECE R23 | [7 empty] | 0 | 577-033
[10 empty] | 倒车灯 | reversing lamps | 车辆安全检测基准33 | Vehicle Safety Testing Directions33 | [7 empty] | 0 | 577-033
[10 empty] | 倒车灯 | Reversing lamps | ADR 1/00 | ADR 1/00 | [7 empty] | 0 | 577-033
[5 empty] | 配光性能 | Photometric characteristic |  | 031709 |  | 汽车及挂车倒车灯配光性能 | Photometric characteristics of reversing lamps for motor vehicles and their trailers | GB15235-2007 | GB15235-2007 | [7 empty] | 1200 | 577-033,577-045
[10 empty] | 关于批准机动车及其挂车倒车灯的统一规定 | Uniform Provisions Concerning The Approval Of Reversing Lights For Power-Driven Vehicles And Their Trailers | ECE R23 | ECE R23 | [7 empty] | 0 | 577-033,577-045
[10 empty] | 倒车灯 | reversing lamps | 车辆安全检测基准33 | Vehicle Safety Testing Directions33 | [7 empty] | 0 | 577-033,577-045
[10 empty] | 倒车灯 | Reversing lamps | ADR 1/00 | ADR 1/00 | [7 empty] | 0 | 577-033,577-045
15 | 汽车驻车灯 | parking lamps for power-driven vehicles |  | Y | 色度 | Colour |  | 031709 |  | 汽车驻车灯配光性能 | Photometric characteristics of parking lamps for power-driven vehicles | GB 18409-2013 | GB 18409-2013 | [7 empty] | 60 | 577-033
[10 empty] | 关于批准机动车及其挂车驻车灯的统一规定 | Uniform Provisions Concerning The Approval Of Parking Lamps For Power-Driven Vehicles | ECE R77 | ECE R77 | [7 empty] | 0 | 577-033
[10 empty] | 停车灯 | parking lamps | 车辆安全检测基准36 | Vehicle Safety Testing Directions 36 | [7 empty] | 0 | 577-033
[5 empty] | 配光性能 | Photometric characteristic |  | 031709 |  | 汽车驻车灯配光性能 | Photometric characteristics of parking lamps for power-driven vehicles | GB 18409-2013 | GB 18409-2013 | [7 empty] | 60 | 577-033,577-045
[10 empty] | 关于批准机动车及其挂车驻车灯的统一规定 | Uniform Provisions Concerning The Approval Of Parking Lamps For Power-Driven Vehicles | ECE R77 | ECE R77 | [7 empty] | 0 | 577-033,577-045
[10 empty] | 停车灯 | parking lamps | 车辆安全检测基准36 | Vehicle Safety Testing Directions 36 | [7 empty] | 0 | 577-033,577-045
15 | 汽车及挂车前位灯、后位灯、示廓灯和制动灯 | front and rear position lamps,end-outline marker lamps and stop lamps for vehicles and their trailers |  | Y | 色度 | Colour |  | 031709 |  | 汽车及挂车前位灯、后位灯、示廓灯和制动灯配光性能 | Photometric characteristics of front and rear position lamps,end-outline marker lamps and stop lamps for vehicles and their trailers | GB5920-2008 | GB5920-2008 | [7 empty] | 4000 | 577-033
[10 empty] | 关于批准机动车及其挂车前后位置（侧）灯、制动灯和示廓灯的统一规定 | Uniform Provisions Concerning The Approval Of Front And Rear Position (Side) Lamps, Stop-Lamps And End-Outline Marker Lamps For Power-driven Vehicles And Their Trailers | ECE R7 | ECE R7 | [7 empty] | 100 | 577-033
[10 empty] | 车宽灯(前位置灯) | front position lamps | 车辆安全检测基准34 | Vehicle Safety Testing Directions34 | [7 empty] | 0 | 577-033
[10 empty] | 尾灯(后位置灯) | rear position lamps | 车辆安全检测基准35 | Vehicle Safety Testing Directions35 | [7 empty] | 0 | 577-033
[10 empty] | 煞车灯 | stop lamp | 车辆安全检测基准37 | Vehicle Safety Testing Directions37 | [7 empty] | 0 | 577-033
[10 empty] | 第三煞车灯车 | stop lamp（S3) | 辆安全检测基准38 | Vehicle Safety Testing Directions38 | [7 empty] | 0 | 577-033
[10 empty] | 轮廓边界标识灯 | end-outline marker lamps | 车辆安全检测基准39 | Vehicle Safety Testing Directions39 | [7 empty] | 0 | 577-033
[10 empty] | 前位灯、后位灯、示廓灯、制动灯 | Front/rear position lamps & stop lamps | ADR 49/00 | ADR 49/00 | [7 empty] | 0 | 577-033
[5 empty] | 配光性能 | Photometric characteristic |  | 031709 |  | 汽车及挂车前位灯、后位灯、示廓灯和制动灯配光性能 | Photometric characteristics of front and rear position lamps,end-outline marker lamps and stop lamps for vehicles and their trailers | GB5920-2008 | GB5920-2008 | [7 empty] | 4000 | 577-033,577-045
[10 empty] | 关于批准机动车及其挂车前后位置（侧）灯、制动灯和示廓灯的统一规定 | Uniform Provisions Concerning The Approval Of Front And Rear Position (Side) Lamps, Stop-Lamps And End-Outline Marker Lamps For Power-driven Vehicles And Their Trailers | ECE R7 | ECE R7 | [7 empty] | 100 | 577-033,577-045
[10 empty] | 车宽灯(前位置灯) | front position lamps | 车辆安全检测基准34 | Vehicle Safety Testing Directions34 | [7 empty] | 0 | 577-033,577-045
[10 empty] | 尾灯(后位置灯) | rear position lamps | 车辆安全检测基准35 | Vehicle Safety Testing Directions35 | [7 empty] | 0 | 577-033,577-045
[10 empty] | 煞车灯 | stop lamp | 车辆安全检测基准37 | Vehicle Safety Testing Directions37 | [7 empty] | 0 | 577-033,577-045
[10 empty] | 第三煞车灯车 | stop lamp（S3) | 辆安全检测基准38 | Vehicle Safety Testing Directions38 | [7 empty] | 0 | 577-033,577-045
[10 empty] | 轮廓边界标识灯 | end-outline marker lamps | 车辆安全检测基准39 | Vehicle Safety Testing Directions39 | [7 empty] | 0 | 577-033,577-045
[10 empty] | 前位灯、后位灯、示廓灯、制动灯 | Front/rear position lamps & stop lamps | ADR 49/00 | ADR 49/00 | [7 empty] | 0 | 577-033,577-045
15 | 汽车及挂车后雾灯 | rear fog lamps for motor vehicles and their trailers |  | Y | 色度 | Colour |  | 031709 |  | 机动车和挂车用后雾灯配光性能 | Photometric characteristics of rear fog lamps for motor vehicles and their trailers | GB11554-2008 | GB11554-2008 | [7 empty] | 1000 | 577-033
[10 empty] | 关于批准机动车及其挂车后雾灯的统一规定 | Uniform Provisions Concerning The Approval Of Rear Fog Lamps For Power-Driven Vehicles And Their Trailers | ECE R38 | ECE R38 | [7 empty] | 0 | 577-033
[10 empty] | 后雾灯 | rear fog lamps | 车辆安全检测基准53 | Vehicle Safety Testing Directions 53 | [7 empty] | 0 | 577-033
[10 empty] | 后雾灯 | Rear Fog lamps (If applicable) | ADR 52/00 | ADR 52/00 | [7 empty] | 0 | 577-033
[5 empty] | 配光性能 | Photometric characteristic |  | 031709 |  | 机动车和挂车用后雾灯配光性能 | Photometric characteristics of rear fog lamps for motor vehicles and their trailers | GB11554-2008 | GB11554-2008 | [7 empty] | 1000 | 577-033,577-045
[10 empty] | 关于批准机动车及其挂车后雾灯的统一规定 | Uniform Provisions Concerning The Approval Of Rear Fog Lamps For Power-Driven Vehicles And Their Trailers | ECE R38 | ECE R38 | [7 empty] | 0 | 577-033,577-045
[10 empty] | 后雾灯 | rear fog lamps | 车辆安全检测基准53 | Vehicle Safety Testing Directions 53 | [7 empty] | 0 | 577-033,577-045
[10 empty] | 后雾灯 | Rear Fog lamps (If applicable) | ADR 52/00 | ADR 52/00 | [7 empty] | 0 | 577-033,577-045
15 | 汽车及挂车转向信号灯 | direction indicators for motor vehicles and their trailers |  | Y | 色度 | Colour |  | 031709 |  | 汽车及挂车转向信号灯配光性能 | Photometric characteristics of direction indicators for motor vehicles and their trailers | GB17509-2008 | GB17509-2008 | [7 empty] | 2000 | 577-033
[10 empty] | 关于批准机动车及其挂车转向信号灯的统一规定 | Uniform Provisions Concerning The Approval Of Direction Indicators For Power-Driven Vehicles And Their Trailers | ECE R6 | ECE R6 | [7 empty] | 0 | 577-033
[10 empty] | 方向灯 | direction indicators | 车辆安全检测基准31 | Vehicle Safety Testing Directions31 | [7 empty] | 0 | 577-033
[10 empty] | 转向信号灯 | Direction turn indicators | ADR 6/00 | ADR 6/00 | [7 empty] | 0 | 577-033
[5 empty] | 配光性能 | Photometric characteristic |  | 031709 |  | 汽车及挂车转向信号灯配光性能 | Photometric characteristics of direction indicators for motor vehicles and their trailers | GB17509-2008 | GB17509-2008 | [7 empty] | 2000 | 577-033,577-045
[10 empty] | 关于批准机动车及其挂车转向信号灯的统一规定 | Uniform Provisions Concerning The Approval Of Direction Indicators For Power-Driven Vehicles And Their Trailers | ECE R6 | ECE R6 | [7 empty] | 0 | 577-033,577-045
[10 empty] | 方向灯 | direction indicators | 车辆安全检测基准31 | Vehicle Safety Testing Directions31 | [7 empty] | 0 | 577-033,577-045
[10 empty] | 转向信号灯 | Direction turn indicators | ADR 6/00 | ADR 6/00 | [7 empty] | 0 | 577-033,577-045
15 | 汽车及挂车侧标志灯 | side-marker lamps for motor vehicles and their trailers |  | Y | 色度 | Colour |  | 031709 |  | 机动车及挂车侧标志灯配光性能 | Photometric characteristics of side-marker lamps for power-driven vehicles | GB 18099-2013 | GB 18099-2013 | [7 empty] | 180 | 577-033
[10 empty] | 关于批准机动车及其挂车侧标志灯的统一规定 | Uniform Provisions Concerning The Approval Of Side-Marker Lamps For Motor Vehicles And Their Trailers | ECE R91 | ECE R91 | [7 empty] | 0 | 577-033
[10 empty] | 侧方标识灯 | side-marker lamps | 车辆安全检测基准40 | Vehicle Safety Testing Directions 40 | [7 empty] | 0 | 577-033
[10 empty] | 含视野辅助灯之照后镜 | With visual assistance as the rear lamp | 车辆安全检测基准60 | Vehicle Safety Testing Directions 60 | [7 empty] | 0 | 577-033
[10 empty] | 未被欧洲经济委员会（ECE）法规覆盖的照明及光信号装置的配光性能 | Non ECE lighting | ADR 45/01 | ADR 45/01 | [7 empty] | 0 | 577-033
[10 empty] | 侧标志灯 | sider mark lamp | ADR 74/00 | ADR 74/00 | [7 empty] | 0 | 577-033
[5 empty] | 配光性能 | Photometric characteristic |  | 031709 |  | 机动车及挂车侧标志灯配光性能 | Photometric characteristics of side-marker lamps for power-driven vehicles | GB 18099-2013 | GB 18099-2013 | [7 empty] | 180 | 577-033,577-045
[10 empty] | 关于批准机动车及其挂车侧标志灯的统一规定 | Uniform Provisions Concerning The Approval Of Side-Marker Lamps For Motor Vehicles And Their Trailers | ECE R91 | ECE R91 | [7 empty] | 0 | 577-033,577-045
[10 empty] | 侧方标识灯 | side-marker lamps | 车辆安全检测基准40 | Vehicle Safety Testing Directions 40 | [7 empty] | 0 | 577-033,577-045
[10 empty] | 含视野辅助灯之照后镜 | With visual assistance as the rear lamp | 车辆安全检测基准60 | Vehicle Safety Testing Directions 60 | [7 empty] | 0 | 577-033,577-045
[10 empty] | 未被欧洲经济委员会（ECE）法规覆盖的照明及光信号装置的配光性能 | Non ECE lighting | ADR 45/01 | ADR 45/01 | [7 empty] | 0 | 577-033,577-045
[10 empty] | 侧标志灯 | sider mark lamp | ADR 74/00 | ADR 74/00 | [7 empty] | 0 | 577-033,577-045
15 | 汽车及挂车后牌照板照明装置 | devices for the illuminations of rear registration plates of motor vehicles and their trailers |  | Y | 配光性能 | Photometric characteristic |  | 031709 |  | 汽车及挂车后牌照板照明装置配光性能 | Photometric characteristics of devices for the illuminations of rear registration plates of motor vehicles and their trailers | GB18408-2015 | GB18408-2015 | [7 empty] | 400 | 577-033,577-045
[10 empty] | 关于批准机动车及其挂车后牌照板照明装置的统一规定 | Uniform Provisions concerning The Approval Of Devices For The Illumination Of Rear Registration Plates Of power-driven Vehicles And Their Trailers | ECE R4 | ECE R4 | [7 empty] | 0 | 577-033,577-045
[10 empty] | 后牌照板照明装置 | Rear Reg no plate lamps | ADR 48/00 | ADR 48/00 | [7 empty] | 0 | 577-033,577-045
15 | 汽车昼间行驶灯 | Daytime running lamps for motor vehicles |  | Y | 色度 | Colour |  | 031709 |  | 汽车昼间行驶灯配光性能 | Photometric characteristics of daytime running lamps for motor vehicles | GB23255-2009 | GB23255-2009 | [7 empty] | 1000 | 577-033
[10 empty] | 关于批准机动车昼间行驶灯的统一规定 | Uniform Provisions Concerning The Approval Of Daytime Running Lamps For Power-Driven Vehicles | ECE R87 | ECE R87 | [7 empty] | 0 | 577-033
[5 empty] | 配光性能 | Photometric characteristic |  | 031709 |  | 汽车昼间行驶灯配光性能 | Photometric characteristics of daytime running lamps for motor vehicles | GB23255-2009 | GB23255-2009 | [7 empty] | 0 | 577-033,577-045
[10 empty] | 关于批准机动车昼间行驶灯的统一规定 | Uniform Provisions Concerning The Approval Of Daytime Running Lamps For Power-Driven Vehicles | ECE R87 | ECE R87 | [7 empty] | 0 | 577-033,577-045
15 | 汽车用角灯 | cornering lamps for motor vehicle |  | Y | 色度 | Colour |  | 031709 |  | 汽车用角灯配光性能 | Photometric characteristics of cornering lamps for motor vehicle | GB/T 30511-2014 | GB/T 30511-2014 | [7 empty] | 200 | 577-033
[10 empty] | 关于批准机动车角灯的统一规定 | Uniform Provisions Concerning The Approval Of Cornering Lamps For Power-Driven Vehicles | ECE R119 | ECE R119 | [7 empty] | 0 | 577-033
[10 empty] | 低速辅助照明灯车 | Low speed auxiliary lighting | 车辆安全检测基准69 | Vehicle Safety Testing Directions 69 | [7 empty] | 0 | 577-033
[5 empty] | 配光性能 | Photometric characteristic |  | 031709 |  | 汽车用角灯配光性能 | Photometric characteristics of cornering lamps for motor vehicle | GB/T 30511-2014 | GB/T 30511-2014 | [7 empty] | 0 | 577-033,577-045
[10 empty] | 关于批准机动车角灯的统一规定 | Uniform Provisions Concerning The Approval Of Cornering Lamps For Power-Driven Vehicles | ECE R119 | ECE R119 | [7 empty] | 0 | 577-033,577-045
[10 empty] | 低速辅助照明灯车 | Low speed auxiliary lighting | 车辆安全检测基准69 | Vehicle Safety Testing Directions 69 | [7 empty] | 0 | 577-033,577-045
15 | 机动车回复反射器 | Retro reflector for motor vehicles |  | Y | 一般要求 | General specifications |  | 031709 |  | 机动车回复反射器 | Retro reflector for motor vehicles | GB11564-2008 | GB11564-2008 | [7 empty] | 500
[10 empty] | 关于批准机动车及其挂车回复反射器的统一规定 | Uniform Provisions Concerning The Approval Of Retro-Reflecting Devices For Power-Driven Vehicles And Their Trailers | ECE R3 | ECE R3 | [7 empty] | 10
[10 empty] | 反光标志(反光片) | Retro reflector for motor vehicles | 车辆安全检测基准41 | Vehicle Safety Testing Directions41 | [7 empty] | 0
[10 empty] | 回复反射器 | Rear reflectors | ADR 47/00 | ADR 47/00 | [7 empty] | 0
[10 empty] | 灯具、反射装置和辅助设备 | Lamps, reflective devices, and associated equipment | FMVSS 571.108-2013 | FMVSS 571.108-2013 | [7 empty] | 0
[5 empty] | 色度 | Colour |  | 031709 |  | 机动车回复反射器 | Retro reflector for motor vehicles | GB11564-2008 | GB11564-2008 | [7 empty] | 500 | 577-033
[10 empty] | 关于批准机动车及其挂车回复反射器的统一规定 | Uniform Provisions Concerning The Approval Of Retro-Reflecting Devices For Power-Driven Vehicles And Their Trailers | ECE R3 | ECE R3 | [7 empty] | 10 | 577-033
[10 empty] | 反光标志(反光片) | Retro reflector for motor vehicles | 车辆安全检测基准41 | Vehicle Safety Testing Directions41 | [7 empty] | 0 | 577-033
[10 empty] | 回复反射器 | Rear reflectors | ADR 47/00 | ADR 47/00 | [7 empty] | 0 | 577-033
[10 empty] | 灯具、反射装置和辅助设备 | Lamps, reflective devices, and associated equipment | FMVSS 571.108-2013 | FMVSS 571.108-2013 | [7 empty] | 0 | 577-033
[5 empty] | CIL值测定 | Photometric |  | 031709 |  | 机动车回复反射器 | Retro reflector for motor vehicles | GB11564-2008 | GB11564-2008 | [7 empty] | 500 | 577-033
[10 empty] | 关于批准机动车及其挂车回复反射器的统一规定 | Uniform Provisions Concerning The Approval Of Retro-Reflecting Devices For Power-Driven Vehicles And Their Trailers | ECE R3 | ECE R3 | [7 empty] | 10 | 577-033
[10 empty] | 反光标志(反光片) | Retro reflector for motor vehicles | 车辆安全检测基准41 | Vehicle Safety Testing Directions41 | [7 empty] | 0 | 577-033
[10 empty] | 回复反射器 | Rear reflectors | ADR 47/00 | ADR 47/00 | [7 empty] | 0 | 577-033
[10 empty] | 灯具、反射装置和辅助设备 | Lamps, reflective devices, and associated equipment | FMVSS 571.108-2013 | FMVSS 571.108-2013 | [7 empty] | 0 | 577-033
[5 empty] | 环境适应性 | Resistance to external agents |  | 031709 |  | 机动车回复反射器 | Retro reflector for motor vehicles | GB11564-2008 | GB11564-2008 | [7 empty] | 500 | 577-033,572-029,579-032,579-038,570-091
[10 empty] | 关于批准机动车及其挂车回复反射器的统一规定 | Uniform Provisions Concerning The Approval Of Retro-Reflecting Devices For Power-Driven Vehicles And Their Trailers | ECE R3 | ECE R3 | [7 empty] | 10 | 577-033,572-029,579-032,579-038,570-091
[10 empty] | 反光标志(反光片) | Retro reflector for motor vehicles | 车辆安全检测基准41 | Vehicle Safety Testing Directions41 | [7 empty] | 0 | 577-033,572-029,579-032,579-038,570-091
[10 empty] | 回复反射器 | Rear reflectors | ADR 47/00 | ADR 47/00 | [7 empty] | 0 | 577-033,572-029,579-032,579-038,570-091
[10 empty] | 灯具、反射装置和辅助设备 | Lamps, reflective devices, and associated equipment | FMVSS 571.108-2013 | FMVSS 571.108-2013 | [7 empty] | 0 | 577-033,572-029,579-032,579-038,570-091
15 | 三角警告牌 | Advance-warning triangle |  | Y | 一般要求 | General specifications |  | 031709 |  | 机动车用三角警告牌 | Warning triangles for motor vehicle | GB19151-2003 | GB19151-2003 | [7 empty] | 5
[10 empty] | 关于批准三角警告牌的统一规定 | Uniform Provisions For The Approval Of Advance-Warning Triangles | ECE R27 | ECE R27 | [7 empty] | 0
[5 empty] | 色度 | Colour |  | 031709 |  | 机动车用三角警告牌 | Warning triangles for motor vehicle | GB19151-2003 | GB19151-2003 | [7 empty] | 5 | 577-033
[10 empty] | 关于批准三角警告牌的统一规定 | Uniform Provisions For The Approval Of Advance-Warning Triangles | ECE R27 | ECE R27 | [7 empty] | 0 | 577-033
[5 empty] | 光度 | Photometric |  | 031709 |  | 机动车用三角警告牌 | Warning triangles for motor vehicle | GB19151-2003 | GB19151-2003 | [7 empty] | 5 | 577-033
[10 empty] | 关于批准三角警告牌的统一规定 | Uniform Provisions For The Approval Of Advance-Warning Triangles | ECE R27 | ECE R27 | [7 empty] | 0 | 577-033
[5 empty] | 离地间距 | Test of clearance to ground |  | 031709 |  | 机动车用三角警告牌 | Warning triangles for motor vehicle | GB19151-2003 | GB19151-2003 | [7 empty] | 5
[10 empty] | 关于批准三角警告牌的统一规定 | Uniform Provisions For The Approval Of Advance-Warning Triangles | ECE R27 | ECE R27 | [7 empty] | 0
[5 empty] | 结构稳定性 | Mechanical solidity test |  | 031709 |  | 机动车用三角警告牌 | Warning triangles for motor vehicle | GB19151-2003 | GB19151-2003 | [7 empty] | 5
[10 empty] | 关于批准三角警告牌的统一规定 | Uniform Provisions For The Approval Of Advance-Warning Triangles | ECE R27 | ECE R27 | [7 empty] | 0
[5 empty] | 耐温性 | Test of heat and low-temperature resistance |  | 031709 |  | 机动车用三角警告牌 | Warning triangles for motor vehicle | GB19151-2003 | GB19151-2003 | [7 empty] | 5 | 572-029
[10 empty] | 关于批准三角警告牌的统一规定 | Uniform Provisions For The Approval Of Advance-Warning Triangles | ECE R27 | ECE R27 | [7 empty] | 0 | 572-029
[5 empty] | 耐燃油性 | Test of resistance to fuels |  | 031709 |  | 机动车用三角警告牌 | Warning triangles for motor vehicle | GB19151-2003 | GB19151-2003 | [7 empty] | 5
[10 empty] | 关于批准三角警告牌的统一规定 | Uniform Provisions For The Approval Of Advance-Warning Triangles | ECE R27 | ECE R27 | [7 empty] | 0
[5 empty] | 抗风稳定性 | Test of stability against wind |  | 031709 |  | 机动车用三角警告牌 | Warning triangles for motor vehicle | GB19151-2003 | GB19151-2003 | [7 empty] | 5
[10 empty] | 关于批准三角警告牌的统一规定 | Uniform Provisions For The Approval Of Advance-Warning Triangles | ECE R27 | ECE R27 | [7 empty] | 0
[5 empty] | 防渗水性 | Test of resistance to penetration of water |  | 031709 |  | 机动车用三角警告牌 | Warning triangles for motor vehicle | GB19151-2003 | GB19151-2003 | [7 empty] | 5
[10 empty] | 关于批准三角警告牌的统一规定 | Uniform Provisions For The Approval Of Advance-Warning Triangles | ECE R27 | ECE R27 | [7 empty] | 0
[5 empty] | 镜背试验 | Test of resistance of the accessible reverse side of the mirrorbacked retro-reflecting device |  | 031709 |  | 机动车用三角警告牌 | Warning triangles for motor vehicle | GB19151-2003 | GB19151-2003 | [7 empty] | 5
[10 empty] | 关于批准三角警告牌的统一规定 | Uniform Provisions For The Approval Of Advance-Warning Triangles | ECE R27 | ECE R27 | [7 empty] | 0
[5 empty] | 荧光材料的耐候性 | Test of the weather-resistance of the luminance factor and of the colour of the fluorescent material |  | 031709 |  | 机动车用三角警告牌 | Warning triangles for motor vehicle | GB19151-2003 | GB19151-2003 | [7 empty] | 5 | 577-033,577-088
[10 empty] | 关于批准三角警告牌的统一规定 | Uniform Provisions For The Approval Of Advance-Warning Triangles | ECE R27 | ECE R27 | [7 empty] | 0 | 577-033,577-088
15 | 车身反光标识 | Retro-reflective markings for trucks and trailers |  | Y | 一般要求 | General specifications |  | 031709 |  | 货车及挂车 车身反光标识 | Retro-reflective markings for trucks and trailers | GB23254-2009 | GB23254-2009 | [7 empty] | 10
[10 empty] | 反光识别材料 | Retro-reflective markings | 车辆安全检测基准20 | Vehicle Safety Testing Directions20 | [7 empty] | 0
[5 empty] | 色度特性 | Colour |  | 031709 |  | 货车及挂车 车身反光标识 | Retro-reflective markings for trucks and trailers | GB23254-2009 | GB23254-2009 | [7 empty] | 10 | 577-033
[10 empty] | 反光识别材料 | Retro-reflective markings | 车辆安全检测基准20 | Vehicle Safety Testing Directions20 | [7 empty] | 0 | 577-033
[5 empty] | 反光性能 | Photometric characteristic |  | 031709 |  | 货车及挂车 车身反光标识 | Retro-reflective markings for trucks and trailers | GB23254-2009 | GB23254-2009 | [7 empty] | 10 | 577-033
[10 empty] | 反光识别材料 | Retro-reflective markings | 车辆安全检测基准20 | Vehicle Safety Testing Directions20 | [7 empty] | 0 | 577-033
[5 empty] | 耐候性能 | Resistance to weathering |  | 031709 |  | 货车及挂车 车身反光标识 | Retro-reflective markings for trucks and trailers | GB23254-2009 | GB23254-2009 | [7 empty] | 10 | 577-088
[10 empty] | 反光识别材料 | Retro-reflective markings | 车辆安全检测基准20 | Vehicle Safety Testing Directions20 | [7 empty] | 0 | 577-088
[5 empty] | 附着性能 | adhesion performance |  | 031709 |  | 货车及挂车 车身反光标识 | Retro-reflective markings for trucks and trailers | GB23254-2009 | GB23254-2009 | [7 empty] | 10
[10 empty] | 反光识别材料 | Retro-reflective markings | 车辆安全检测基准20 | Vehicle Safety Testing Directions20 | [7 empty] | 0
[5 empty] | 耐盐雾腐蚀性能 | Resistance to corrosion |  | 031709 |  | 货车及挂车 车身反光标识 | Retro-reflective markings for trucks and trailers | GB23254-2009 | GB23254-2009 | [7 empty] | 10 | 570-091
[10 empty] | 反光识别材料 | Retro-reflective markings | 车辆安全检测基准20 | Vehicle Safety Testing Directions20 | [7 empty] | 0 | 570-091
[5 empty] | 抗溶剂性能 | Resistance to solvent |  | 031709 |  | 货车及挂车 车身反光标识 | Retro-reflective markings for trucks and trailers | GB23254-2009 | GB23254-2009 | [7 empty] | 10
[10 empty] | 反光识别材料 | Retro-reflective markings | 车辆安全检测基准20 | Vehicle Safety Testing Directions20 | [7 empty] | 0
[5 empty] | 抗冲击性能 | shock resistance |  | 031709 |  | 货车及挂车 车身反光标识 | Retro-reflective markings for trucks and trailers | GB23254-2009 | GB23254-2009 | [7 empty] | 10
[5 empty] | 耐温性能 | Resistance to heat |  | 031709 |  | 货车及挂车 车身反光标识 | Retro-reflective markings for trucks and trailers | GB23254-2009 | GB23254-2009 | [7 empty] | 10 | 572-029
[10 empty] | 反光识别材料 | Retro-reflective markings | 车辆安全检测基准20 | Vehicle Safety Testing Directions20 | [7 empty] | 0 | 572-029
[5 empty] | 耐弯曲性能 | resistance to bending |  | 031709 |  | 货车及挂车 车身反光标识 | Retro-reflective markings for trucks and trailers | GB23254-2009 | GB23254-2009 | [7 empty] | 10
[10 empty] | 反光识别材料 | Retro-reflective markings | 车辆安全检测基准20 | Vehicle Safety Testing Directions20 | [7 empty] | 0
[5 empty] | 耐水性能 | Resistance to penetration of water |  | 031709 |  | 货车及挂车 车身反光标识 | Retro-reflective markings for trucks and trailers | GB23254-2009 | GB23254-2009 | [7 empty] | 10
[10 empty] | 反光识别材料 | Retro-reflective markings | 车辆安全检测基准20 | Vehicle Safety Testing Directions20 | [7 empty] | 0
[5 empty] | 耐冲洗性能 | Resistance to cleaning |  | 031709 |  | 货车及挂车 车身反光标识 | Retro-reflective markings for trucks and trailers | GB23254-2009 | GB23254-2009 | [7 empty] | 10 | 570-117
[10 empty] | 反光识别材料 | Retro-reflective markings | 车辆安全检测基准20 | Vehicle Safety Testing Directions20 | [7 empty] | 0 | 570-117
15 | 车辆尾部标志板 | Rear-marking plates for vehicles and their trailers |  | Y | 一般要求 | General specifications |  | 031709 |  | 车辆尾部标志板 | Rear-marking plates for vehicles and their trailers | GB25990-2010 | GB25990-2010 | [7 empty] | 10
[10 empty] | 关于批准低速车辆及其挂车后标志牌的统一规定 | Uniform Provisions Concerning The Approval Of Power-Driven Vehicles Including Pure Electric Vehicles With Regard To The Measurement Of The Maximum Speed | ECE R69 | ECE R69 | [7 empty] | 0
[10 empty] | 关于批准重、长型车辆后标志牌的统一规定 | Uniform Provisions Concerning The Approval Of Rear Marking Plates For Slow-Moving Vehicles (By Construction) And Their Trailers | ECE R70 | ECE R70 | [7 empty] | 0
[5 empty] | 色度特性 | Colour |  | 031709 |  | 车辆尾部标志板 | Rear-marking plates for vehicles and their trailers | GB25990-2010 | GB25990-2010 | [7 empty] | 10 | 577-033
[10 empty] | 关于批准低速车辆及其挂车后标志牌的统一规定 | Uniform Provisions Concerning The Approval Of Power-Driven Vehicles Including Pure Electric Vehicles With Regard To The Measurement Of The Maximum Speed | ECE R69 | ECE R69 | [7 empty] | 0 | 577-033
[10 empty] | 关于批准重、长型车辆后标志牌的统一规定 | Uniform Provisions Concerning The Approval Of Rear Marking Plates For Slow-Moving Vehicles (By Construction) And Their Trailers | ECE R70 | ECE R70 | [7 empty] | 0 | 577-033
[5 empty] | 光度性能 | Photometric characteristic |  | 031709 |  | 车辆尾部标志板 | Rear-marking plates for vehicles and their trailers | GB25990-2010 | GB25990-2010 | [7 empty] | 10 | 577-033
[10 empty] | 关于批准低速车辆及其挂车后标志牌的统一规定 | Uniform Provisions Concerning The Approval Of Power-Driven Vehicles Including Pure Electric Vehicles With Regard To The Measurement Of The Maximum Speed | ECE R69 | ECE R69 | [7 empty] | 0 | 577-033
[10 empty] | 关于批准重、长型车辆后标志牌的统一规定 | Uniform Provisions Concerning The Approval Of Rear Marking Plates For Slow-Moving Vehicles (By Construction) And Their Trailers | ECE R70 | ECE R70 | [7 empty] | 0 | 577-033
[5 empty] | 耐温性能 | Resistance to heat |  | 031709 |  | 车辆尾部标志板 | Rear-marking plates for vehicles and their trailers | GB25990-2010 | GB25990-2010 | [7 empty] | 10 | 572-029
[10 empty] | 关于批准低速车辆及其挂车后标志牌的统一规定 | Uniform Provisions Concerning The Approval Of Power-Driven Vehicles Including Pure Electric Vehicles With Regard To The Measurement Of The Maximum Speed | ECE R69 | ECE R69 | [7 empty] | 0 | 572-029
[10 empty] | 关于批准重、长型车辆后标志牌的统一规定 | Uniform Provisions Concerning The Approval Of Rear Marking Plates For Slow-Moving Vehicles (By Construction) And Their Trailers | ECE R70 | ECE R70 | [7 empty] | 0 | 572-029
[5 empty] | 耐候性能 | Resistance to weathering |  | 031709 |  | 车辆尾部标志板 | Rear-marking plates for vehicles and their trailers | GB25990-2010 | GB25990-2010 | [7 empty] | 10 | 577-033,577-088
[10 empty] | 关于批准低速车辆及其挂车后标志牌的统一规定 | Uniform Provisions Concerning The Approval Of Power-Driven Vehicles Including Pure Electric Vehicles With Regard To The Measurement Of The Maximum Speed | ECE R69 | ECE R69 | [7 empty] | 0 | 577-033,577-088
[10 empty] | 关于批准重、长型车辆后标志牌的统一规定 | Uniform Provisions Concerning The Approval Of Rear Marking Plates For Slow-Moving Vehicles (By Construction) And Their Trailers | ECE R70 | ECE R70 | [7 empty] | 0 | 577-033,577-088
[5 empty] | 耐盐雾腐蚀性能 | Resistance to corrosion |  | 031709 |  | 车辆尾部标志板 | Rear-marking plates for vehicles and their trailers | GB25990-2010 | GB25990-2010 | [7 empty] | 10 | 577-033,570-091
[10 empty] | 关于批准低速车辆及其挂车后标志牌的统一规定 | Uniform Provisions Concerning The Approval Of Power-Driven Vehicles Including Pure Electric Vehicles With Regard To The Measurement Of The Maximum Speed | ECE R69 | ECE R69 | [7 empty] | 0 | 577-033,570-091
[10 empty] | 关于批准重、长型车辆后标志牌的统一规定 | Uniform Provisions Concerning The Approval Of Rear Marking Plates For Slow-Moving Vehicles (By Construction) And Their Trailers | ECE R70 | ECE R70 | [7 empty] | 0 | 577-033,570-091
[5 empty] | 耐燃油性 | Resistance to fuels |  |  |  | 车辆尾部标志板 | Rear-marking plates for vehicles and their trailers | GB25990-2010 | GB25990-2010 | [7 empty] | 10
[10 empty] | 关于批准低速车辆及其挂车后标志牌的统一规定 | Uniform Provisions Concerning The Approval Of Power-Driven Vehicles Including Pure Electric Vehicles With Regard To The Measurement Of The Maximum Speed | ECE R69 | ECE R69 | [7 empty] | 0
[10 empty] | 关于批准重、长型车辆后标志牌的统一规定 | Uniform Provisions Concerning The Approval Of Rear Marking Plates For Slow-Moving Vehicles (By Construction) And Their Trailers | ECE R70 | ECE R70 | [7 empty] | 0
[5 empty] | 粘贴强度系数 | adhesion performance |  | 031709 |  | 车辆尾部标志板 | Rear-marking plates for vehicles and their trailers | GB25990-2010 | GB25990-2010 | [7 empty] | 10
[10 empty] | 关于批准低速车辆及其挂车后标志牌的统一规定 | Uniform Provisions Concerning The Approval Of Power-Driven Vehicles Including Pure Electric Vehicles With Regard To The Measurement Of The Maximum Speed | ECE R69 | ECE R69 | [7 empty] | 0
[10 empty] | 关于批准重、长型车辆后标志牌的统一规定 | Uniform Provisions Concerning The Approval Of Rear Marking Plates For Slow-Moving Vehicles (By Construction) And Their Trailers | ECE R70 | ECE R70 | [7 empty] | 0
[5 empty] | 防水性能 | Resistance to penetration of water |  | 031709 |  | 车辆尾部标志板 | Rear-marking plates for vehicles and their trailers | GB25990-2010 | GB25990-2010 | [7 empty] | 10
[10 empty] | 关于批准低速车辆及其挂车后标志牌的统一规定 | Uniform Provisions Concerning The Approval Of Power-Driven Vehicles Including Pure Electric Vehicles With Regard To The Measurement Of The Maximum Speed | ECE R69 | ECE R69 | [7 empty] | 0
[10 empty] | 关于批准重、长型车辆后标志牌的统一规定 | Uniform Provisions Concerning The Approval Of Rear Marking Plates For Slow-Moving Vehicles (By Construction) And Their Trailers | ECE R70 | ECE R70 | [7 empty] | 0
[5 empty] | 耐碰撞性试验 | Resistance to impact |  | 031709 |  | 车辆尾部标志板 | Rear-marking plates for vehicles and their trailers | GB25990-2010 | GB25990-2010 | [7 empty] | 10
[10 empty] | 关于批准低速车辆及其挂车后标志牌的统一规定 | Uniform Provisions Concerning The Approval Of Power-Driven Vehicles Including Pure Electric Vehicles With Regard To The Measurement Of The Maximum Speed | ECE R69 | ECE R69 | [7 empty] | 0
[10 empty] | 关于批准重、长型车辆后标志牌的统一规定 | Uniform Provisions Concerning The Approval Of Rear Marking Plates For Slow-Moving Vehicles (By Construction) And Their Trailers | ECE R70 | ECE R70 | [7 empty] | 0
[5 empty] | 耐清洗性 | Resistance to cleaning |  | 031709 |  | 车辆尾部标志板 | Rear-marking plates for vehicles and their trailers | GB25990-2010 | GB25990-2010 | [7 empty] | 10
[10 empty] | 关于批准低速车辆及其挂车后标志牌的统一规定 | Uniform Provisions Concerning The Approval Of Power-Driven Vehicles Including Pure Electric Vehicles With Regard To The Measurement Of The Maximum Speed | ECE R69 | ECE R69 | [7 empty] | 0
[10 empty] | 关于批准重、长型车辆后标志牌的统一规定 | Uniform Provisions Concerning The Approval Of Rear Marking Plates For Slow-Moving Vehicles (By Construction) And Their Trailers | ECE R70 | ECE R70 | [7 empty] | 0
[5 empty] | 坚固性试验 | Mechanical solidity test |  | 031709 |  | 车辆尾部标志板 | Rear-marking plates for vehicles and their trailers | GB25990-2010 | GB25990-2010 | [7 empty] | 10
[10 empty] | 关于批准低速车辆及其挂车后标志牌的统一规定 | Uniform Provisions Concerning The Approval Of Power-Driven Vehicles Including Pure Electric Vehicles With Regard To The Measurement Of The Maximum Speed | ECE R69 | ECE R69 | [7 empty] | 0
[10 empty] | 关于批准重、长型车辆后标志牌的统一规定 | Uniform Provisions Concerning The Approval Of Rear Marking Plates For Slow-Moving Vehicles (By Construction) And Their Trailers | ECE R70 | ECE R70 | [7 empty] | 0
15 | 道路机动车辆灯泡 | lamps for road vehicles |  | Y | 光电性能 | photoelectric parameter |  | 031709 |  | 道路机动车辆灯泡尺寸、光电性能要求 | Lamps for road vehicles—Dimensional,electrical and luminous requirements | GB/T 15766.1-2008 | GB/T 15766.1-2008 | 附录C | 附录C | [5 empty] | 1000 | 577-045
[10 empty] | 《关于批准用于已经批准的机动车和挂车灯具中的灯丝灯泡的统一规定》 | Uniform Provisions Concerning The Approval Of Filament Lamps For Use In Approved Lamp Units Of Power-Driven Vehicles And Of Their Trailers | ECE R37 | ECE R37 | [7 empty] | 0 | 577-045
[10 empty] | 灯泡 | Filament lamps | 车辆安全检测基准29 | Vehicle Safety Testing Directions29 | [7 empty] | 0 | 577-045
[10 empty] | 灯丝灯泡 | Filament globes | ADR 51/00 | ADR 51/00 | [7 empty] | 0 | 577-045
[5 empty] | 内部尺寸 | Inner Dimension |  | 031709 |  | 道路机动车辆灯泡尺寸、光电性能要求 | Lamps for road vehicles—Dimensional,electrical and luminous requirements | GB/T 15766.1-2008 | GB/T 15766.1-2008 | 附录A | APPENDIX A | [5 empty] | 5 | 571-051
[10 empty] | 《关于批准用于已经批准的机动车和挂车灯具中的灯丝灯泡的统一规定》 | Uniform Provisions Concerning The Approval Of Filament Lamps For Use In Approved Lamp Units Of Power-Driven Vehicles And Of Their Trailers | ECE R37 | ECE R37 | [7 empty] | 0 | 571-051
[10 empty] | 灯泡 | Filament lamps | 车辆安全检测基准29 | Vehicle Safety Testing Directions29 | [7 empty] | 0 | 571-051
[10 empty] | 灯丝灯泡 | Filament globes | ADR 51/00 | ADR 51/00 | [7 empty] | 0 | 571-051
15 | 汽车及挂车外部照明和信号装置（所有灯具） | the external lighting and light signalling devices for motor vehicles and their trailers |  | Y | 热循环试验 | heat cycle test |  | 031709 |  | 道路车辆-外部照明和光信号装置-环境耐久性 | Road-Vehicles—Lighting and Light—signalling devices —Environmental endurance | GB/T 10485-2007 | GB/T 10485-2007 | [7 empty] | 0 | 572-029
[5 empty] | 热冲击试验 | heat shock test |  | 031709 |  | 道路车辆-外部照明和光信号装置-环境耐久性 | Road-Vehicles—Lighting and Light—signalling devices —Environmental endurance | GB/T 10485-2007 | GB/T 10485-2007 | [7 empty] | 0 | 572-029
[5 empty] | 盐雾试验 | Resistance to corrosion |  | 031709 |  | 道路车辆-外部照明和光信号装置-环境耐久性 | Road-Vehicles—Lighting and Light—signalling devices —Environmental endurance | GB/T 10485-2007 | GB/T 10485-2007 | [7 empty] | 0 | 570-091
[5 empty] | 防尘试验 | resistance to dust |  | 031709 |  | 道路车辆-外部照明和光信号装置-环境耐久性 | Road-Vehicles—Lighting and Light—signalling devices —Environmental endurance | GB/T 10485-2007 | GB/T 10485-2007 | [7 empty] | 0 | 579-032
[5 empty] | 随机震动试验 | Vibration Test |  | 031709 |  | 道路车辆-外部照明和光信号装置-环境耐久性 | Road-Vehicles—Lighting and Light—signalling devices —Environmental endurance | GB/T 10485-2007 | GB/T 10485-2007 | [7 empty] | 0 | D578-289
[5 empty] | 防水试验 | Resistance to penetration of water |  | 031709 |  | 道路车辆-外部照明和光信号装置-环境耐久性 | Road-Vehicles—Lighting and Light—signalling devices —Environmental endurance | GB/T 10485-2007 | GB/T 10485-2007 | [7 empty] | 0 | 579-038
[5 empty] | 配光镜强度试验 | strength test of lenses |  | 031709 |  | 道路车辆-外部照明和光信号装置-环境耐久性 | Road-Vehicles—Lighting and Light—signalling devices —Environmental endurance | GB/T 10485-2007 | GB/T 10485-2007 | [7 empty] | 0
[5 empty] | 耐润滑油、耐燃油和耐清洗液试验 | Resistance to lubricating oils, fuels and cleaning fluid |  | 031709 |  | 道路车辆-外部照明和光信号装置-环境耐久性 | Road-Vehicles—Lighting and Light—signalling devices —Environmental endurance | GB/T 10485-2007 | GB/T 10485-2007 | [7 empty] | 0
[5 empty] | 光源辐照试验 | Light irradiation test |  | 031709 |  | 道路车辆-外部照明和光信号装置-环境耐久性 | Road-Vehicles—Lighting and Light—signalling devices —Environmental endurance | GB/T 10485-2007 | GB/T 10485-2007 | [7 empty] | 0 | 577-088
15 | 前照灯清洗器 | Headlamp cleaner |  | Y | 清洗效率 | cleaning efficiency |  | 031709 |  | 汽车用前照灯清洗器 | headlamp cleaner | GB/T21260-2007 | GB/T21260-2007 | [7 empty] | 20 | 577-033
[10 empty] | 关于批准前照灯清洗器和就前照灯清洗器方面批准机动车辆的统一规定 | Uniform Provisions Concerning The Approval Of Headlamp Cleaners, And Of Power-Driven Vehicles With Regard To Headlamp Cleaners | ECE R45 | ECE R45 | [7 empty] | 0 | 577-033
[10 empty] | 前照灯清洗器 | headlamp cleaner | ADR 75/00 | ADR 75/00 | [7 empty] | 0 | 577-033
15 | 警车、消防车、救护车、工程救险车标志灯 | warning lamp for police cars,fire engines,ambulances and engineering rescue vehicles |  | N | 警车、消防车、救护车、工程救险车标志灯 | warning lamp for police cars,fire engines,ambulances and engineering rescue vehicles |  | 031709 |  | 警车、消防车、救护车、工程救险车标志灯具 | Warning lamps for police cars,fire engines,ambulances and engineering rescue vehicles | GB 13954-2009 | GB 13954-2009 | [7 empty] | 0 | 579-038,572-029,579-032
15 | 车辆联结装置 | Mechanical Connections Between Vehicles |  | N | 静态试验 | Static testing |  |  |  | 车辆连接装置 | Mechanical Connections Between Vehicles | ADR62/02-2010 | ADR62/02-2010 | 12.3.1, 12.3.1.1, 12.3.2, 12.3.2.1 | 12.3.1, 12.3.1.1, 12.3.2, 12.3.2.1 | [5 empty] | 0 | 573-366
[10 empty] | 机械式联结装置 |  | 车辆安全检测基准62 |  | 4.2.1,4.2.4,4.2.5,4.3.2,4.3.3.4, 4.3.5.3, 4.3.7.2, 4.3.8 | 4.2.1,4.2.4,4.2.5,4.3.2,4.3.3.4, 4.3.5.3, 4.3.7.2, 4.3.8 | [5 empty] | 0 | 573-366
[10 empty] | 小型汽车附挂拖车之联结装置静态强度 |  | 车辆安全检测基准17 |  | 4 | 4 | [5 empty] | 0 | 573-366
[10 empty] | 轻型汽车牵引装置 | Towing devices for light-duty vehicle | GB32087-2015 | GB32087-2015 | [7 empty] | 0 | 573-366
[5 empty] | 动态试验 | Dynamic testing |  |  |  | 车辆连接装置 | Mechanical Connections Between Vehicles | ADR62/02-2010 | ADR62/02-2010 | 12.3.1, 12.3.1.2, 12.3.2, 12.3.2.2 | 12.3.1, 12.3.1.2, 12.3.2, 12.3.2.2 | [5 empty] | 0 | 573-366
[10 empty] | 机械式联结装置 |  | 车辆安全检测基准62 |  | 4.2.1,4.2.2,4.3.1, 4.3.3.1, 4.3.3.2, 4.3.3.3, 4.3.5.2, 4.3.7.3 | 4.2.1,4.2.2,4.3.1, 4.3.3.1, 4.3.3.2, 4.3.3.3, 4.3.5.2, 4.3.7.3 | [5 empty] | 0 | 573-366
15 | 汽车和挂车防飞溅系统 | spray- suppression system |  | Y | 防飞溅装置的技术要求 | technical requirement of spray- suppression system |  | 031706 |  | 汽车和挂车防飞溅系统性能要求和测量方法 | requirement and test methods relating to the spray-suppression systems of motor vehicles and their trailers | GB34659-2017 | GB34659-2017 | 4、7、附录A、附录B | 4、7、Annex A、Annex B | [5 empty] | 1 | D573-240,JML-1705-7,JMP-009-5,JMC-1801-5,JMC-1801-4,JMC-1801-3,JMC-1801-2,JMC-1801-1,987-001
[5 empty] | 车辆要求 | vehicle requirement |  | 031706 |  | 汽车和挂车防飞溅系统性能要求和测量方法 | requirement and test methods relating to the spray-suppression systems of motor vehicles and their trailers | GB34659-2017 | GB34659-2017 | 5 | 5 | [5 empty] | 1 | D571-454,573-594,D573-263,571-093
[5 empty] | 防飞溅系统的特殊要求 | special requirement of spray- suppression system |  | 031706 |  | 汽车和挂车防飞溅系统性能要求和测量方法 | requirement and test methods relating to the spray-suppression systems of motor vehicles and their trailers | GB34659-2017 | GB34659-2017 | 6 | 6 | [5 empty] | 1 | D571-454,573-594,D573-263,571-093
15 | 小型汽车置放架 |  |  | N | 静态强度 | static strength |  | 031706 | Y | 《小型汽车置放架之静态强度》 | Luggage racks for small vehicles | 车辆安全检测基准18 | 车辆安全检测基准18 | [7 empty] | 0 | 573-327
15 | 排气后处理装置 | exhaust aftertreatment device |  | N | 贵金属（铂钯铑）含量的测定 | Determination of Platinum, Palladium and Rhodium |  | 020301 |  | 摩托车金属载体催化转化器贵金属含量的测定方法 | Determination of Platinum, Palladium and Rhodium Loading in the motorcycle-used metal carrier catalytic converters | QC/T1003-2015 | QC/T1003-2015 |  |  | 不测ICP-MS | Except for ICP-MS |  |  |  | 120 | 570-138,D571-346,572-129
[10 empty] | 车用陶瓷催化转化器中铂、钯、铑的测定 电感耦合等离子体发射光谱法和电感耦合等离子体质谱法 | Determination of Platinum, Palladium and Rhodium Loading in the vehicle-used ceramic catalytic converters - Inductive coupled plasma-optical emission spectrometry and inductive coupled plasma-mass spectrometry | HJ 509-2009 | HJ 509-2009 |  |  | 不测ICP-MS | Except for ICP-MS |  |  |  | 540 | 570-138
[10 empty] | 金属催化转化器中铂、钯、铑含量的测定方法 | Determination methods of platinum, palladium and rhodium contents in metallic catalytic converters | QC/T 968-2014 | QC/T 968-2014 |  |  | 不测ICP-MS | Except for ICP-MS |  |  |  | 30 | 570-138
15 | 机动车零部件有害物质 | Motor vehicle Hazardous material |  | N | 汽车禁用物质 | Prohibited Substances |  | 024401 |  | 汽车禁用物质要求 | Requirements for Prohibited Substances on Automobiles | GB/T 30512-2014 | GB/T 30512-2014 | [7 empty] | 470 | 570-115
[5 empty] | 铅、汞、铬、镉和溴的快速筛选 | Rapid screening of Pb、Cd、Hg\、Cr、Br |  | 024401 |  | 使用X射线荧光光谱仪对电子产品中的铅、汞、镉、总铬和总溴进行筛选 | Determination of certain substances in electrotechnical products-Part 3-2: Screening-Lead,mercury,cadmium,total chromium and total bromine by X-ray fluorescence spectrometry | IEC 62321-3-1：2013 | IEC 62321-3-1：2013 | [7 empty] | 470 | 570-115
[10 empty] | 电子电气产品中限用物质铅、汞、铬、镉和溴的快速筛选 X射线荧光光谱法 | Rapid screening of lead, mercury, chromium, cadmium and bromine of regulated substances in electrical and electronic equipment—X-ray fluorescence spectrometry | GB/Z 21277-2007 | GB/Z 21277-2007 | [7 empty] | 470 | 570-115
[5 empty] | 铅、汞、镉 | Cd、Pb、Hg |  | 024401 |  | 汽车材料中铅、镉的检测方法 | Test methods of lead and cadmium in automobiles materials | QC/T 943-2013 | QC/T 943-2013 |  |  | 不测ICP-MS | not for ICP-MS |  |  |  | 470 | 570-115,570-138,570-085
[10 empty] | 汽车材料中汞的检测方法 | Test methods of mercury in automobiles materials | QC/T 941-2013 | QC/T 941-2013 |  |  | 只测ICP-OES方法 | Accredited only for ICP-OES |  |  |  | 470 | 570-115,570-138
[10 empty] | 使用CV-AAS、CV-AFS、ICP-OES和ICP-MS测定聚合物、金属和电子材料中的汞 | Determination of certain substances in electrotechnical products –Part 4: Mercury in polymers, metals and electronicsby CV-AAS, CV-AFS, ICP-OES and ICP-MS | IEC 62321-4：2017 | IEC 62321-4：2017 |  |  | 只测ICP-OES方法 | Accredited only for ICP-OES |  |  |  | 470 | 570-138
[10 empty] | 使用AAS、AFS、ICP-OES和ICP-MS确定聚合物和电子材料中的镉、铅和铬,以及金属中的镉和铅 | Determination of certain substances in electrotechnical products –Part 5: Cadmium, lead and chromium in polymers and electronics and cadmiumand lead in metals by AAS, AFS, ICP-OES and ICP-MS | IEC 62321-5：2013 | IEC 62321-5：2013 |  |  | 只测ICP-OES方法 | Accredited only for ICP-OES |  |  |  | 78 | 570-138
[10 empty] | 电子电气产品中限用物质铅、汞、镉检测方法 | Determination of regulated substance(lead, mercury and cadmium) in electrical and electronic equipment | GB/Z 21274-2007 | GB/Z 21274-2007 | [7 empty] | 470 | 570-115
[10 empty] | 电子电气产品中铅、镉、铬、汞的测定 第4部分：电感耦合等离子体原子发射光谱法 | Determination of Lead ,Cadmium, Chromium and Mercury in electrical and electronic equipment—Part 4: Inductively coupled plasma atomic emission spectrometric method | SN/T 2004.4-2006(2010) | SN/T 2004.4-2006(2010) | [7 empty] | 78 | 570-138
[5 empty] | 六价铬 | Cr(Ⅵ) |  | 024401 |  | 汽车材料中六价铬的检测方法 |  | QC/T 942-2013 | QC/T 942-2013 | [7 empty] | 470 | 570-115,570-144
[10 empty] | 电子电气产品中限用物质六价铬检测方法 | Determination of regulated substance(hexavalent chromium) in electrical and electronic equipment | GB/Z 21275-2007 | GB/Z 21275-2007 | [7 empty] | 470 | 570-115,570-144
[10 empty] | 皮革中六价铬化学方法测定 第1部分:比色法 | Leather -- Chemical determination of chromium(VI) content in leather -- Part 1: Colorimetric method | ISO17075-1:2017 | ISO17075-1:2017 | [7 empty] | 470 | 570-115,570-144
[10 empty] | 电子产品中某些物质的确定：7-1部分比色法确定电子产品无色 和有色防腐蚀镀层金属表面六价铬(Cr(VI))的存在 | Electrotechnical products-Determination of levels of six regulated substances(lead, mercury, cadmium, hexavalent chromium, polybrominated biphenyls, polybrominated diphenyl ethers) | IEC 62321-7-1：2015 | IEC 62321-7-1：2015 | [7 empty] | 157 | 570-144
[10 empty] | 电工电子产品中某些物质的测定 第7-2部分:六价铬 用比色测定法测定聚合物和电子产品中的六价铬(Cr(VI) | Determination of certain substances in electrotechnical products - Part 7-2: Hexavalent chromium - Determination of hexavalent chromium (Cr(VI)) in polymers and electronics by the colorimetric method (Edition 1.0) | IEC 62321-7-2：2017 | IEC 62321-7-2：2017 | [7 empty] | 157 | 570-144
[5 empty] | 多溴联苯,多溴二苯醚 | PBBs,PBDEs |  | 024402 |  | 汽车材料中多溴联苯(PBBs)和多溴二本醚(PBDEs)的检测方法 | The methods of polybrominated biphenyls and polybrominated diphenyl ethers in automotive materials | QC/T 944-2013 | QC/T 944-2013 | [7 empty] | 379 | 570-155,570-115
[10 empty] | 电工产品中相关物质的测定-第6部分:采用气相色谱-质谱分析法 (GC-MS) 测定聚合物中的多溴联苯和多溴联苯醚 | Determination of certain substances in electrotechnical products - Part 6: Polybrominated biphenyls and polybrominated diphenyl ethers in polymers by gas chromatography-mass spectrometry (GC-MS) | IEC 62321-6-2015 | IEC 62321-6-2015 | [7 empty] | 10 | 570-155
[10 empty] | 电子电气产品中多溴联苯和多溴二苯醚的测定 第3部分：气相色谱氢火焰离子化检测器法 | Determination of polybromobiphenyls and polybromobipheny1 in electrical and electronic equipment—Part 3: GC-FID method | SN/T 2005.3-2006(2010) | SN/T 2005.3-2006(2010) | [7 empty] | 379 | 570-155
[5 empty] | 可溶性铅、可溶性镉、其他挥发物 |  |  | 024401 |  | 室内装饰装修材料聚氯乙烯卷材地板中有害物质限量 | Indoor decorating and refurbishing materials-Limit of harmful substances of polyvinyl chloride floor coverings | GB 18586-2001 | GB 18586-2001 | [7 empty] | 17 | 570-155
[5 empty] | 氯乙烯单体 | vinyl chloride |  | 024402 |  | 聚氯乙烯 残留氯乙烯单体的测定 气相色谱法 | Poly(vinyl chloride)—Determination of residual vinyl chloride monomer—Gas-chromatographic method | GB/T 4615-2013 | GB/T 4615-2013 | [7 empty] | 17 | 570-108
[5 empty] | 邻苯二甲酸酯 | Phthalates |  | 024402 |  | 电子电气产品中邻苯二甲酸酯的测定 气相色谱-质谱联用法 | Determination of phthalates in electrical and electronic equipments.Gas chromatography-mass spectrometry | GB/T 29786-2013 | GB/T 29786-2013 | [7 empty] | 17 | 570-155
[5 empty] | 多环芳烃 | polycyclic aromatic hydrocarbons |  | 024402 |  | 电子电气产品中多环芳烃的测定 第2部分:气相色谱-质谱 | Determination of polycyclic aromatic hydrocarbons in electrical and electronic products.Part 2:Gas chromatographic method with mass spectrometric detection | GB/T 29784.2-2013 | GB/T 29784.2-2013 | [7 empty] | 17 | 570-155
[10 empty] | 纺织品 多环芳烃的测定 | Textiles—Determination of polycyclic aromatic hydrocarbons | GB/T 28189-2011 | GB/T 28189-2011 | [7 empty] | 97 | 570-155
[10 empty] | 进出口纺织品中多环芳烃残留量检测方 | Determination of polycyclic aromatic hydrocarbons residues in textiles for import and export | SN/T 3338-2012 | SN/T 3338-2012 | [7 empty] | 97 | 570-155
15 | 保险杠 | Bumper |  | N | 密度 | Density |  | 031706 |  | 塑料 汽车用聚丙烯(PP)专用料 第1部分：保险杠 |  | GB/T 24149.1-2009 | GB/T 24149.1-2009 | 5.5 |  | 只做方法A,浸渍法 |  |  |  |  | 10
[5 empty] | 灰分 | Ash |  |  |  | 塑料 汽车用聚丙烯(PP)专用料 第1部分：保险杠 | Plastics-Polypropylene(PP) compound for automobile Part 1:Bumper | GB/T 24149.1-2009 | GB/T 24149.1-2009 | 5.6 | 5.6 | 只做方法A,直接煅烧法 |  |  |  |  | 10 | 573-143
[5 empty] | 熔体质量流动速率 | melt mass-flow rate(MFR) and the melt volume-flow rate (MVR) |  |  |  | 塑料 汽车用聚丙烯(PP)专用料 第1部分：保险杠 | Plastics-Polypropylene(PP) compound for automobile Part 1:Bumper | GB/T 24149.1-2009 | GB/T 24149.1-2009 | 5.7 | 5.7 | 只做方法A |  |  |  |  | 10 | 573-138,573-143,572-129
[5 empty] | 拉伸屈服应力 | Tensile yield stress |  |  |  | 塑料 汽车用聚丙烯(PP)专用料 第1部分：保险杠 | Plastics-Polypropylene(PP) compound for automobile Part 1:Bumper | GB/T 24149.1-2009 | GB/T 24149.1-2009 | 5.8 | 5.8 | [5 empty] | 10 | 570-088
[5 empty] | 弯曲模量 | Flexural modulus |  |  |  | 塑料 汽车用聚丙烯(PP)专用料 第1部分：保险杠 | Plastics-Polypropylene(PP) compound for automobile Part 1:Bumper | GB/T 24149.1-2009 | GB/T 24149.1-2009 | 5.9 | 5.9 | [5 empty] | 10 | 572-126
[5 empty] | 负荷热变形温度 | temperature of deflection under load |  |  |  | 塑料 汽车用聚丙烯(PP)专用料 第1部分：保险杠 | Plastics-Polypropylene(PP) compound for automobile Part 1:Bumper | GB/T 24149.1-2009 | GB/T 24149.1-2009 | 5.10 | 5.10 | [5 empty] | 10
[5 empty] | 简支梁缺口冲击强度 | Charpy Notched Impact Strength |  |  |  | 塑料 汽车用聚丙烯(PP)专用料 第1部分：保险杠 | Plastics-Polypropylene(PP) compound for automobile Part 1:Bumper | GB/T 24149.1-2009 | GB/T 24149.1-2009 | 5.11 | 5.11 | 只做B法 |  |  |  |  | 10
[5 empty] | 色差、外观 | Chromatic aberration, appearance |  |  |  | 塑料 汽车用聚丙烯(PP)专用料 第2部分：保险杠 | Plastics-Polypropylene(PP) compound for automobile Part 2:Bumper | GB/T 24149.1-2009 | GB/T 24149.1-2009 | 5.12 | 5.12 | [5 empty] | 10
[5 empty] | 保险杠蒙皮及附件 | bumper covers and accessories |  |  |  | 汽车后市场用保险杠蒙皮及附件认证技术规范 | Technical specification of automotive aftermarket bumper covers and accessories | CQC 1617-2017 | CQC 1617-2017 | [7 empty] | 10
15 | 普通螺纹量规 | General thread gage |  | N | 普通螺纹量规 | General thread gage |  | 600612 |  | 一般用途米制螺纹--量规和量规检验 | ISO general-purpose metric screw threads-Gauges and gauging | ISO 1502:1996 | ISO 1502:1996 | [7 empty] | 5 | 571-061,571-006,571-131
[10 empty] | 普通螺纹量规 技术条件 | Specification of gauges for general purpose screw threads | GB/T 3934-2003 | GB/T 3934-2003 | [7 empty] | 10 | 571-061,571-006,571-131
[10 empty] | 用于标准英制螺纹的量规和测量 | Gages and gaging for unified inch screw threads | ASME B1.2-1983（R2017) | ASME B1.2-1983（R2017) | [7 empty] | 5 | 571-061,571-006,571-131
[10 empty] | 55°密封管螺纹 第1部分：圆柱内螺纹与圆锥外螺纹 | Pipe threads with 55 degree thread angle where pressure-tight joints are made on the threads--Part 1: Parallel internal and taper external threads | GB/T 7306.1-2000 | GB/T 7306.1-2000 | [7 empty] | 5 | 571-061,571-006,571-131
[10 empty] | 55°密封管螺纹 第2部分：圆锥内螺纹与圆锥外螺纹 | ipe threads with 55 degree thread angle where pressure-tight joints are made on the threads--Part 2: Taper internal and external threads | GB/T 7306.2-2000 | GB/T 7306.2-2000 | [7 empty] | 5 | 571-061,571-006,571-131
[10 empty] | 55°非密封管螺纹 | pipe threads with 55 degree thread angle where pressure-tight joints are not made on the threads | GB/T 7307-2001 | GB/T 7307-2001 | [7 empty] | 5 | 571-061,571-006,571-131
[10 empty] | 60°密封管螺纹 | Pipe threads with the thread angle of 60 degrees where pressure-tight joints are made on the threads | GB/T 12716-2011 | GB/T 12716-2011 | [7 empty] | 5 | 571-061,571-006,571-131
[10 empty] | 通用英制管螺纹 | Pipe threads, general purpose (inch) | ASME B1.20.1-2013 | ASME B1.20.1-2013 | [7 empty] | 5 | 571-061,571-006,571-131
15 | 光滑工件 | Plain Workpiece |  | N | 平面及空间尺寸 | Plane and Space Dimension |  | 030701 |  | 产品几何技术规范(GPS)光滑工件尺寸的检验 | Geometrical Product Specifications (GPS)-Inspection of Plain Workpiece Sizes | GB/T 3177－2009 | GB/T 3177-2009 | [7 empty] | 10 | 571-132,571-061,571-006,571-074,571-131
[5 empty] | 形位公差-表面粗糙度 | Shape and location tolerance-surface roughness |  | 030701 |  | 产品几何技术规范(GPS) 表面结构 轮廓法评定表面结构的规则和方法 | Geometrical Product Specifications (GPS)-Surface texture:Profile method-Rules and procedures for the assessment of surface texture | GB/T 10610-2009 | GB/T 10610-2009 | [7 empty] | 5 | 571-137
[5 empty] | 形位公差-平面度 | Shape and location tolerance-flatness |  | 030701 |  | 平面度误差检测 | Measurement of departures from flatness | GB/T 11337-2004 | GB/T 11337—2004 | [7 empty] | 5 | 571-132,571-074
[10 empty] | 产品几何技术规范（GPS） — 几何公差 — 形状、方向、位置和跳动公差标注 | Gemometrical Product Specifications(GPS)-Geometrical tolerancing –Tolerances of form,orientation,location and run-out | ISO 1101:2017 | ISO 1101:2017 | [7 empty] | 5 | 571-132,571-074
[5 empty] | 形位公差-直线度 | Shape and location tolerance-straightness |  | 030701 |  | 直线度误差检测 | Measurement of departures from straightness | GB/T 11336-2004 | GB 11336—2004 | [7 empty] | 5 | 571-132,571-074
[10 empty] | 产品几何技术规范（GPS） — 几何公差 — 形状、方向、位置和跳动公差标注 | Gemometrical Product Specifications(GPS)-Geometrical tolerancing –Tolerances of form,orientation,location and run-out | ISO 1101:2017 | ISO 1101:2017 | [7 empty] | 5 | 571-132,571-074
[5 empty] | 形位公差-圆度 | Shape and location tolerance-roundness |  | 030701 |  | 产品几何技术规范（GPS）圆度测量术语定义及参数 | Gemometrical Product Specifications(GPS)-Measurement of roundness-Terms,definitions and parameters of roundness | GB/T 7234-2004 | GB/T 7234-2004 | [7 empty] | 5 | 571-132,571-074
[10 empty] | 产品几何技术规范（GPS） — 几何公差 — 形状、方向、位置和跳动公差标注 | Gemometrical Product Specifications(GPS)-Geometrical tolerancing –Tolerances of form,orientation,location and run-out | ISO 1101:2017 | ISO 1101:2017 | [7 empty] | 5 | 571-132,571-074
[5 empty] | 形位公差-同轴度 | Shape and location tolerance-concentricity |  | 030701 |  | 同轴度误差检测 | Measurement of departures from coaxility | JB/T 7557-1994 | JB/T 7557-1994 | [7 empty] | 5 | 571-132,571-074
[10 empty] | 产品几何技术规范（GPS） — 几何公差 — 形状、方向、位置和跳动公差标注 | Gemometrical Product Specifications(GPS)-Geometrical tolerancing –Tolerances of form,orientation,location and run-out | ISO 1101:2017 | ISO 1101:2017 | [7 empty] | 5 | 571-132,571-074
15 | 拧紧工具 | Tightening tool |  | N | 机器能力指数 Cm | machine capability index Cm |  | 620899 |  | 螺纹紧固件用回转式工具性能试验方法 | Rotary tools for threaded fasteners-Performance test method | GB/T 26547-2011 | GB/T 26547-2011 | 5 | 5 | [5 empty] | 5 | 8,9
[10 empty] | 螺栓装配机扭矩传感器检测标准，螺纹紧固件用回转式工具性能试验方法 | Type testing of nutrunning tools-torque and torque/angle checking | VDI/VDE2647：2013 | VDI/VDE2647：2013 | 3 | 3 | [5 empty] | 5 | 8,9
[5 empty] | 机器能力指数 Cmk | machine capability index Cmk |  | 620899 |  | 螺纹紧固件用回转式工具性能试验方法 | Rotary tools for threaded fasteners-Performance test method | GB/T 26547-2011 | GB/T 26547-2011 | 5 | 5 | [5 empty] | 5 | 8,9
[10 empty] | 螺栓装配机扭矩传感器检测标准，螺纹紧固件用回转式工具性能试验方法 | Type testing of nutrunning tools-torque and torque/angle checking | VDI/VDE2647：2013 | VDI/VDE2647：2013 | 3 | 3 | [5 empty] | 5 | 8,9
15 | 道路运输车辆卫星定位系统车载终端 | Road transport vehicle satellite positioning system vehicle terminal |  | Y | 电源电压适应性 | Power supply voltage adaptability |  | 031710 |  | 汽车行驶记录仪 | vehicle traveling data recorder | GB/T 19056-2012 | GB/T 19056-2012 | 5.3.1 | 5.3.1 |  |  |  |  | 2018.06 | 5 | MY50080028
[10 empty] | 道路运输车辆卫星定位系统车载终端技术要求 | GNSS system for operating vehicles-Technical specification for vehicle terminals JT/T 794-2011 | JT/T 794-2011 | JT/T 794-2011 | 6.4.1.2 | 6.4.1.2
[5 empty] | 耐电源极性反接性能 | Resistance to reverse power supply polarity |  | 031710 |  | 汽车行驶记录仪 | vehicle traveling data recorder | GB/T 19056-2012 | GB/T 19056-2012 | 5.3.2 | 5.3.2 |  |  |  |  | 2018.06 | 5 | MY50080028
[10 empty] | 道路运输车辆卫星定位系统车载终端技术要求 | GNSS system for operating vehicles-Technical specification for vehicle terminals JT/T 794-2011 | JT/T 794-2011 | JT/T 794-2011 | 6.4.1.3 | 6.4.1.3
[5 empty] | 耐电源过电压性能 | Resistance to power overvoltage |  | 031710 |  | 汽车行驶记录仪 | vehicle traveling data recorder | GB/T 19056-2012 | GB/T 19056-2012 | 5.3.3 | 5.3.3 |  |  |  |  | 2018.06 | 5 | MY50080028
[10 empty] | 道路运输车辆卫星定位系统车载终端技术要求 | GNSS system for operating vehicles-Technical specification for vehicle terminals JT/T 794-2011 | JT/T 794-2011 | JT/T 794-2011 | 6.4.1.4 | 6.4.1.4
[5 empty] | 误码率 | bit error rate |  | 031710 |  | 900/1800MHz TDMA 数字蜂窝移动通信网通用分组无线业务（GRPS）设备测试方法：移动台 | Test method for general packet radio service (GRPS) equipment of 900/1800mhz TDMA digital cellular mobile communications network: mobile station | YD/T 1215-2006 | YD/T 1215-2006 | 6.2.4.1.4 | 6.2.4.1.4 |  |  |  |  | 2018.06 | 5 | 1201.0002K50-154139-xg
[10 empty] | 道路运输车辆卫星定位系统车载终端技术要求 | GNSS system for operating vehicles-Technical specification for vehicle terminals JT/T 794-2011 | JT/T 794-2011 | JT/T 794-2011 | 6.3.2 | 6.3.2
[5 empty] | 最大发射功率 | Maximum transmitted power |  | 031710 |  | 900/1800MHz TDMA 数字蜂窝移动通信网通用分组无线业务（GRPS）设备测试方法：移动台 | Test method for general packet radio service (GRPS) equipment of 900/1800mhz TDMA digital cellular mobile communications network: mobile station | YD/T 1215-2006 | YD/T 1215-2006 | 6.2.3.2.3 | 6.2.3.2.3 |  |  |  |  | 2018.06 | 5 | 1201.0002K50-154139-xg
[10 empty] | 道路运输车辆卫星定位系统车载终端技术要求 | GNSS system for operating vehicles-Technical specification for vehicle terminals JT/T 794-2011 | JT/T 794-2011 | JT/T 794-2011 | 6.3.3 | 6.3.3
[5 empty] | 定位功能 | locate function |  | 031710 |  | 汽车行驶记录仪 | vehicle traveling data recorder | GB/T 19056-2012 | GB/T 19056-2012 | 5.4.2 | 5.4.2 |  |  |  |  | 2018.06 | 5 | 61201471
[10 empty] | 道路运输车辆卫星定位系统车载终端技术要求 | GNSS system for operating vehicles-Technical specification for vehicle terminals JT/T 794-2011 | JT/T 794-2011 | JT/T 794-2011 | 5.2.1 | 5.2.1
[5 empty] | 时间记录误差 | Time recording error |  | 031710 |  | 汽车行驶记录仪 | vehicle traveling data recorder | GB/T 19056-2012 | GB/T 19056-2012 | 5.5.1.1 | 5.5.1.1 |  |  |  |  | 2018.06 | 5 | 61201471
[5 empty] | 速度记录误差 | Speed recording error |  | 031710 |  | 汽车行驶记录仪 | vehicle traveling data recorder | GB/T 19056-2012 | GB/T 19056-2012 | 5.5.1.2 | 5.5.1.2 |  |  |  |  | 2018.06 | 5 | 61201471
[5 empty] | 里程记录误差 | Mileage recording error |  | 031710 |  | 汽车行驶记录仪 | vehicle traveling data recorder | GB/T 19056-2012 | GB/T 19056-2012 | 5.5.1.3 | 5.5.1.3 |  |  |  |  | 2018.06 | 5 | 61201471
[5 empty] | 定位性能 | positioning performance |  | 031710 |  | 汽车行驶记录仪 | vehicle traveling data recorder | GB/T 19056-2012 | GB/T 19056-2012 | 5.5.2 | 5.5.2 |  |  |  |  | 2018.06 | 5 | 61201471
[10 empty] | 道路运输车辆卫星定位系统车载终端技术要求 | GNSS system for operating vehicles-Technical specification for vehicle terminals JT/T 794-2011 | JT/T 794-2011 | JT/T 794-2011 | 5.2.2/6.1/6.2 | 5.2.2/6.1/6.2
[5 empty] | 高温试验 | high-temperature test |  | 040102 |  | 汽车行驶记录仪 | vehicle traveling data recorder | GB/T 19056-2012 | GB/T 19056-2012 | 5.8.1 | 5.8.1 |  |  |  |  | 2018.06 | 5 | 59226033510010(570-086),1739416,1739417
[5 empty] | 高温放置试验 | High temperature placement test |  | 031710 |  | 汽车行驶记录仪 | vehicle traveling data recorder | GB/T 19056-2012 | GB/T 19056-2012 | 5.8.2 | 5.8.2 |  |  |  |  | 2018.06 | 5 | 59226033510010(570-086),1739416,1739417
[5 empty] | 低温试验 | low temperature test |  | 040101 |  | 汽车行驶记录仪 | vehicle traveling data recorder | GB/T 19056-2012 | GB/T 19056-2012 | 5.8.3 | 5.8.3 |  |  |  |  | 2018.06 | 5 | 59226033510010(570-086),1739416,1739417
[5 empty] | 低温放置试验 | low temperature placement test |  | 031710 |  | 汽车行驶记录仪 | vehicle traveling data recorder | GB/T 19056-2012 | GB/T 19056-2012 | 5.8.4 | 5.8.4 |  |  |  |  | 2018.06 | 5 | 59226033510010(570-086),1739416,1739417
[5 empty] | 恒定湿热试验 | steady-state damp heat test |  | 040103 |  | 汽车行驶记录仪 | vehicle traveling data recorder | GB/T 19056-2012 | GB/T 19056-2012 | 5.8.5 | 5.8.5 |  |  |  |  | 2018.06 | 5 | 59226033510010(570-086),1739416,1739417
[5 empty] | 振动试验 | vibration test |  | 040107 |  | 汽车行驶记录仪 | vehicle traveling data recorder | GB/T 19056-2012 | GB/T 19056-2012 | 5.9.1 | 5.9.1 |  |  |  |  | 2018.06 | 5 | 659（576-009）,V20020169(576-010)
[10 empty] | 道路运输车辆卫星定位系统车载终端技术要求 | GNSS system for operating vehicles-Technical specification for vehicle terminals JT/T 794-2011 | JT/T 794-2011 | JT/T 794-2011 | 6.5.2.2 | 6.5.2.2
[5 empty] | 冲击试验 | impulse test |  | 040105 |  | 汽车行驶记录仪 | vehicle traveling data recorder | GB/T 19056-2012 | GB/T 19056-2012 | 5.9.2 | 5.9.2 |  |  |  |  | 2018.06 | 5 | 659（576-009）,V20020169(576-010)
[10 empty] | 道路运输车辆卫星定位系统车载终端技术要求 | GNSS system for operating vehicles-Technical specification for vehicle terminals JT/T 794-2011 | JT/T 794-2011 | JT/T 794-2011 | 6.5.2.3 | 6.5.2.3
[5 empty] | 抗汽车电点火干扰 | Anti - vehicle electrical ignition disturbance |  | 121207 |  | 汽车行驶记录仪 | vehicle traveling data recorder | GB/T 19056-2012 | GB/T 19056-2012 | 5.11 | 5.11 |  |  |  |  | 2018.06 | 5 | ESS17Z7363,147(637)/(JME-004-2/574-221)
[10 empty] | 道路运输车辆卫星定位系统车载终端技术要求 | GNSS system for operating vehicles-Technical specification for vehicle terminals JT/T 794-2011 | JT/T 794-2011 | JT/T 794-2011 | 6.7 | 6.7
[5 empty] | 静电放电抗扰度 | Electrostatic discharge immunity |  | 121207 |  | 汽车行驶记录仪 | vehicle traveling data recorder | GB/T 19056-2012 | GB/T 19056-2012 | 5.12 | 5.12 |  |  |  |  | 2018.06 | 5 | ESS17Z7363,147(637)/(JME-004-2/574-221)
[10 empty] | 道路运输车辆卫星定位系统车载终端技术要求 | GNSS system for operating vehicles-Technical specification for vehicle terminals JT/T 794-2011 | JT/T 794-2011 | JT/T 794-2011 | 6.6.1 | 6.6.1
[5 empty] | 瞬态抗扰性 | Transient immunity |  | 121208 |  | 汽车行驶记录仪 | vehicle traveling data recorder | GB/T 19056-2012 | GB/T 19056-2012 | 5.13 | 5.13 |  |  |  |  | 2018.06 | 5 | 42720,7176,1358/1456,2151,2219,1351/1456,1558
[10 empty] | 道路运输车辆卫星定位系统车载终端技术要求 | GNSS system for operating vehicles-Technical specification for vehicle terminals JT/T 794-2011 | JT/T 794-2011 | JT/T 794-2011 | 6.6.2 | 6.6.2
15 | 车载毫米波雷达 | Vehicle millimeter wave radar |  | Y | 工作频率 | Operating frequency |  | 031706 |  | 车载毫米波雷达 | Vehicle millimeter wave radar | JCBZ 58-2018 | JCBZ 58-2018 | 5.3.1 | 5.3.1 |  |  |  |  | 2018.06 | 7 | 1424.6215K02-101034-Ev,1329.7002K64-300179-gH,1412.000K02-103967-Yd,1312.8000K85-101338-Ns
[10 empty] | 短程设备；车载和监控雷达测量技术 | Short Range Devices;Measurement Techniques for Automotive and Surveillance Radar Equipment | ETSI EN 303 396 | ETSI EN 303 396 | 6.2.2/6.3.2 | 6.2.2/6.3.2
[10 empty] | 短程设备;运输和交通遥感信息(TTT)领域;在24.05 GHz至24.25 GHz或24.05 GHz至24.50 GHz范围内运行的雷达设备；统一标准，涵盖2014/53/EU指导文件第3.2条的基本要求 | Short Range Devices;Transport and Traffic Telematics(TTT);Radar equipment operating in the 24.05 GHz to 24.25 GHz or 24.05 GHz to 24.50 GHz range;Harmonised Standard covering the essential requirements of article 3.2 of Directive 2014/53/EU | ETSI EN 302 858 | ETSI EN 302 858 | 4.3.1 | 4.3.1
[10 empty] | 短程设备;运输和交通遥感信息(TTT)领域;在24.25 GHz至26.65 GHz范围内运行的超宽带雷达设备；统一标准，涵盖2014/53/EU指导文件第3.2条的基本要求 | Short Range Devices;Transport and Traffic Telematics(TTT);Ultra-wideband radar equipment operating in the 24.25 GHz to 26.65 GHz range;Harmonised Standard covering the essential requirements of article 3.2 of Directive 2014/53/EU | ETSI EN 302 288 | ETSI EN 302 288 | 4.3.1 | 4.3.1
[10 empty] | 短程设备;运输和交通遥感信息(TTT)领域;在76 GHz至77 GHz范围内运行的雷达设备；统一标准，涵盖2014/53/EU指导文件第3.2条的基本要求 | hort Range Devices;Transport and Traffic Telematics(TTT);Radar equipment operating in the 76 GHz to 77 GHz range;Harmonised Standard covering the essential requirements of article 3.2 of Directive 2014/53/EU;Part 1:Ground based vehicular radar | ETSI EN 301 091-1 | ETSI EN 301 091-1 | 4.3.1 | 4.3.1
[10 empty] | 短程设备;运输和交通遥感信息(TTT)领域;在77 GHz至81 GHz范围内运行的雷达设备；统一标准，涵盖2014/53/EU指导文件第3.2条的基本要求 | Short Range Devices;Transport and Traffic Telematics(TTT);Short Range Radar equipment operating in the 77 GHz to 81 GHz band;Harmonised Standard covering the essential requirements of article 3.2 of Directive 2014/53/EU | ETSI EN 302 264 | ETSI EN 302 264 | 4.3.1 | 4.3.1
[5 empty] | 信号功率 | Signal power |  | 031706 |  | 车载毫米波雷达 | Vehicle millimeter wave radar | JCBZ 58-2018 | JCBZ 58-2018 | 5.3.2 | 5.3.2 |  |  |  |  | 2018.06 | 7 | 1424.6215K02-101034-Ev,1329.7002K64-300179-gH,1412.000K02-103967-Yd,1312.8000K85-101338-Ns
[10 empty] | 短程设备；车载和监控雷达测量技术 | Short Range Devices;Measurement Techniques for Automotive and Surveillance Radar Equipment | ETSI EN 303 396 | ETSI EN 303 396 | 6.2.3/6.2.4 | 6.2.3/6.2.4
[10 empty] | 短程设备;运输和交通遥感信息(TTT)领域;在24.05 GHz至24.25 GHz或24.05 GHz至24.50 GHz范围内运行的雷达设备；统一标准，涵盖2014/53/EU指导文件第3.2条的基本要求 | Short Range Devices;Transport and Traffic Telematics(TTT);Radar equipment operating in the 24.05 GHz to 24.25 GHz or 24.05 GHz to 24.50 GHz range;Harmonised Standard covering the essential requirements of article 3.2 of Directive 2014/53/EU | ETSI EN 302 858 | ETSI EN 302 858 | 4.3.2/4.3.3 | 4.3.2/4.3.3
[10 empty] | 短程设备;运输和交通遥感信息(TTT)领域;在24.25 GHz至26.65 GHz范围内运行的超宽带雷达设备；统一标准，涵盖2014/53/EU指导文件第3.2条的基本要求 | Short Range Devices;Transport and Traffic Telematics(TTT);Ultra-wideband radar equipment operating in the 24.25 GHz to 26.65 GHz range;Harmonised Standard covering the essential requirements of article 3.2 of Directive 2014/53/EU | ETSI EN 302 288 | ETSI EN 302 288 | 4.3.2/4.3.3 | 4.3.2/4.3.3
[10 empty] | 短程设备;运输和交通遥感信息(TTT)领域;在76 GHz至77 GHz范围内运行的雷达设备；统一标准，涵盖2014/53/EU指导文件第3.2条的基本要求 | hort Range Devices;Transport and Traffic Telematics(TTT);Radar equipment operating in the 76 GHz to 77 GHz range;Harmonised Standard covering the essential requirements of article 3.2 of Directive 2014/53/EU;Part 1:Ground based vehicular radar | ETSI EN 301 091-1 | ETSI EN 301 091-1 | 4.3.2/4.3.3 | 4.3.2/4.3.3
[10 empty] | 短程设备;运输和交通遥感信息(TTT)领域;在77 GHz至81 GHz范围内运行的雷达设备；统一标准，涵盖2014/53/EU指导文件第3.2条的基本要求 | Short Range Devices;Transport and Traffic Telematics(TTT);Short Range Radar equipment operating in the 77 GHz to 81 GHz band;Harmonised Standard covering the essential requirements of article 3.2 of Directive 2014/53/EU | ETSI EN 302 264 | ETSI EN 302 264 | 4.3.2/4.3.3 | 4.3.2/4.3.3
[5 empty] | 信号周期 | Signal period |  | 031706 |  | 车载毫米波雷达 | Vehicle millimeter wave radar | JCBZ 58-2018 | JCBZ 58-2018 | 5.3.3 | 5.3.3 |  |  |  |  | 2018.06 | 7 | 1424.6215K02-101034-Ev,1329.7002K64-300179-gH,1412.000K02-103967-Yd,1312.8000K85-101338-Ns
[10 empty] | 短程设备；车载和监控雷达测量技术 | Short Range Devices;Measurement Techniques for Automotive and Surveillance Radar Equipment | ETSI EN 303 396 | ETSI EN 303 396 | 6.2.9 | 6.2.9
[5 empty] | 调频线性度 | Frequency modulation linearity |  | 031706 |  | 车载毫米波雷达 | Vehicle millimeter wave radar | JCBZ 58-2018 | JCBZ 58-2018 | 5.3.4 | 5.3.4 |  |  |  |  | 2018.06 | 7 | 1424.6215K02-101034-Ev,1329.7002K64-300179-gH,1412.000K02-103967-Yd,1312.8000K85-101338-Ns
[10 empty] | 短程设备；车载和监控雷达测量技术 | Short Range Devices;Measurement Techniques for Automotive and Surveillance Radar Equipment | ETSI EN 303 396 | ETSI EN 303 396 | 6.2.10 | 6.2.10
[5 empty] | 测距 | Distance measurement |  | 031706 |  | 车载毫米波雷达 | Vehicle millimeter wave radar | JCBZ 58-2018 | JCBZ 58-2018 | 5.4.1 | 5.4.1 |  |  |  |  | 2018.06 | 7 | 1424.6215K02-101034-Ev,1329.7002K64-300179-gH,1412.000K02-103967-Yd,1312.8000K85-101338-Ns
[5 empty] | 测角 | Angle measurement |  | 031706 |  | 车载毫米波雷达 | Vehicle millimeter wave radar | JCBZ 58-2018 | JCBZ 58-2018 | 5.4.2 | 5.4.2 |  |  |  |  | 2018.06 | 7 | 1424.6215K02-101034-Ev,1329.7002K64-300179-gH,1412.000K02-103967-Yd,1312.8000K85-101338-Ns
[5 empty] | 测速 | Speed measurement |  | 031706 |  | 车载毫米波雷达 | Vehicle millimeter wave radar | JCBZ 58-2018 | JCBZ 58-2018 | 5.4.3 | 5.4.3 |  |  |  |  | 2018.06 | 7 | 1424.6215K02-101034-Ev,1329.7002K64-300179-gH,1412.000K02-103967-Yd,1312.8000K85-101338-Ns
15 | 车载摄像头 | Vehicle camera |  | Y | 视场角 | Field viewing angle |  | 031706 |  | 汽车用摄像头 | Vehicle camera | JCBZ 59-2018 | JCBZ 59-2018 | 5.3.2.3 | 5.3.2.3 |  |  |  |  | 2018.06 | 2 | T118008
[5 empty] | MTF值 | Modulation Transfer Function value |  | 031706 |  | 汽车用摄像头 | Vehicle camera | JCBZ 59-2018 | JCBZ 59-2018 | 5.3.2.4 | 5.3.2.4 |  |  |  |  | 2018.06 | 2 | T118008
[5 empty] | 信噪比 | Signal noise ratio |  | 031706 |  | 汽车用摄像头 | Vehicle camera | JCBZ 59-2018 | JCBZ 59-2018 | 5.3.2.5 | 5.3.2.5 |  |  |  |  | 2018.06 | 2 | T118008
[5 empty] | 动态范围 | Dynamic range |  | 031706 |  | 汽车用摄像头 | Vehicle camera | JCBZ 59-2018 | JCBZ 59-2018 | 5.3.2.6 | 5.3.2.6 |  |  |  |  | 2018.06 | 2 | T118008
[5 empty] | 白平衡 | White balance |  | 031706 |  | 汽车用摄像头 | Vehicle camera | JCBZ 59-2018 | JCBZ 59-2018 | 5.3.2.11 | 5.3.2.11 |  |  |  |  | 2018.06 | 2 | T118008
[5 empty] | 色彩还原 | Color rendition |  | 031706 |  | 汽车用摄像头 | Vehicle camera | JCBZ 59-2018 | JCBZ 59-2018 | 5.3.2.14 | 5.3.2.14 |  |  |  |  | 2018.06 | 2 | T118008
15 | 道路运输车辆卫星定位系统车载终端 | Road transport vehicle satellite positioning system vehicle terminal |  | Y | 静态定位精度 | Static positioning accuracy |  | 031710 |  | 北斗/全球卫星导航系统（GNSS） 导航单元性能要求及测试方法 | Performance requirements and test methods for BeiDou/Global Navigation Satellite Systems (GNSS) navigation unit | BD 420005—2015 | BD 420005—2015 | 5.4.4.1 | 5.4.4.1 |  |  |  |  | 2018.06 | 5 | 574-507,579-227
[5 empty] | 动态定位精度 | Dynamic positioning accuracy |  | 031710 |  | 北斗/全球卫星导航系统（GNSS） 导航单元性能要求及测试方法 | Performance requirements and test methods for BeiDou/Global Navigation Satellite Systems (GNSS) navigation unit | BD 420005—2015 | BD 420005—2015 | 5.4.4.2 | 5.4.4.2 |  |  |  |  | 2018.06 | 5 | 574-507,579-227
[5 empty] | 测速精度 | Speed measurement accuracy |  |  |  | 北斗/全球卫星导航系统（GNSS） 导航单元性能要求及测试方法 | Performance requirements and test methods for BeiDou/Global Navigation Satellite Systems (GNSS) navigation unit | BD 420005—2015 | BD 420005—2015 | 5.4.4.3 | 5.4.4.3 |  |  |  |  | 2018.06 | 5 | 574-507,579-227
[5 empty] | 冷启动首次定位时间 | Cold start first positioning time |  | 031710 |  | 北斗/全球卫星导航系统（GNSS） 导航单元性能要求及测试方法 | Performance requirements and test methods for BeiDou/Global Navigation Satellite Systems (GNSS) navigation unit | BD 420005—2015 | BD 420005—2015 | 5.4.5.1 | 5.4.5.1 |  |  |  |  | 2018.06 | 5 | 574-507,579-227
[5 empty] | 热启动首次定位时间 | Warm start first positioning time |  | 031710 |  | 北斗/全球卫星导航系统（GNSS） 导航单元性能要求及测试方法 | Performance requirements and test methods for BeiDou/Global Navigation Satellite Systems (GNSS) navigation unit | BD 420005—2015 | BD 420005—2015 | 5.4.5.2 | 5.4.5.2 |  |  |  |  | 2018.06 | 5 | 574-507,579-227
[5 empty] | 重捕获时间 | Recapture time |  | 031710 |  | 北斗/全球卫星导航系统（GNSS） 导航单元性能要求及测试方法 | Performance requirements and test methods for BeiDou/Global Navigation Satellite Systems (GNSS) navigation unit | BD 420005—2015 | BD 420005—2015 | 5.4.6 | 5.4.6 |  |  |  |  | 2018.06 | 5 | 574-507,579-227
[5 empty] | 捕获灵敏度 | Capture sensitivity |  | 031710 |  | 北斗/全球卫星导航系统（GNSS） 导航单元性能要求及测试方法 | Performance requirements and test methods for BeiDou/Global Navigation Satellite Systems (GNSS) navigation unit | BD 420005—2015 | BD 420005—2015 | 5.4.7.1 | 5.4.7.1 |  |  |  |  | 2018.06 | 5 | 574-507,579-227
[5 empty] | 重捕获灵敏度 | Recapture sensitivity |  | 031710 |  | 北斗/全球卫星导航系统（GNSS） 导航单元性能要求及测试方法 | Performance requirements and test methods for BeiDou/Global Navigation Satellite Systems (GNSS) navigation unit | BD 420005—2015 | BD 420005—2015 | 5.4.7.2 | 5.4.7.2 |  |  |  |  | 2018.06 | 5 | 574-507,579-227
[5 empty] | 跟踪灵敏度 | Tracking sensitivity |  | 031710 |  | 北斗/全球卫星导航系统（GNSS） 导航单元性能要求及测试方法 | Performance requirements and test methods for BeiDou/Global Navigation Satellite Systems (GNSS) navigation unit | BD 420005—2015 | BD 420005—2015 | 5.4.7.3 | 5.4.7.3 |  |  |  |  | 2018.06 | 5 | 574-507,579-227
[5 empty] | 动态性能 | Dynamic performance |  | 031710 |  | 北斗/全球卫星导航系统（GNSS） 导航单元性能要求及测试方法 | Performance requirements and test methods for BeiDou/Global Navigation Satellite Systems (GNSS) navigation unit | BD 420005—2015 | BD 420005—2015 | 5.4.8 | 5.4.8 |  |  |  |  | 2018.06 | 5 | 574-507,579-227
[5 empty] | 位置更新率 | Location update rate |  | 031710 |  | 北斗/全球卫星导航系统（GNSS） 导航单元性能要求及测试方法 | Performance requirements and test methods for BeiDou/Global Navigation Satellite Systems (GNSS) navigation unit | BD 420005—2015 | BD 420005—2015 | 5.4.9 | 5.4.9 |  |  |  |  | 2018.06 | 5 | 574-507,579-227
[5 empty] | 位置分辨力 | Position resolution |  | 031710 |  | 北斗/全球卫星导航系统（GNSS） 导航单元性能要求及测试方法 | Performance requirements and test methods for BeiDou/Global Navigation Satellite Systems (GNSS) navigation unit | BD 420005—2015 | BD 420005—2015 | 5.4.10 | 5.4.10 |  |  |  |  | 2018.06 | 5 | 574-507,579-227
[5 empty] | 功耗 | Power consumption |  | 031710 |  | 北斗/全球卫星导航系统（GNSS） 导航单元性能要求及测试方法 | Performance requirements and test methods for BeiDou/Global Navigation Satellite Systems (GNSS) navigation unit | BD 420005—2015 | BD 420005—2015 | 5.4.11 | 5.4.11 |  |  |  |  | 2018.06 | 5 | 574-507,579-227
[5 empty] | COG、SOG 信息的有效性 | COG and SOG information validity |  | 031710 |  | 北斗/全球卫星导航系统（GNSS） 导航单元性能要求及测试方法 | Performance requirements and test methods for BeiDou/Global Navigation Satellite Systems (GNSS) navigation unit | BD 420005—2015 | BD 420005—2015 | 5.4.12.1 | 5.4.12.1 |  |  |  |  | 2018.06 | 5 | 574-507,579-227
[5 empty] | UTC 信息的有效性 | UTC information validity |  | 031710 |  | 北斗/全球卫星导航系统（GNSS） 导航单元性能要求及测试方法 | Performance requirements and test methods for BeiDou/Global Navigation Satellite Systems (GNSS) navigation unit | BD 420005—2015 | BD 420005—2015 | 5.4.12.2 | 5.4.12.2 |  |  |  |  | 2018.06 | 5 | 574-507,579-227
[5 empty] | 低温工作 | Low temperature work |  | 031710 |  | 北斗/全球卫星导航系统（GNSS） 导航单元性能要求及测试方法 | Performance requirements and test methods for BeiDou/Global Navigation Satellite Systems (GNSS) navigation unit | BD 420005—2015 | BD 420005—2015 | 5.4.13.1 | 5.4.13.1 |  |  |  |  | 2018.06 | 5 | 570-086
[5 empty] | 低温贮存 | Low temperature storage |  | 031710 |  | 北斗/全球卫星导航系统（GNSS） 导航单元性能要求及测试方法 | Performance requirements and test methods for BeiDou/Global Navigation Satellite Systems (GNSS) navigation unit | BD 420005—2015 | BD 420005—2015 | 5.4.13.2 | 5.4.13.2 |  |  |  |  | 2018.06 | 5 | 570-086
[5 empty] | 高温工作 | High temperature work |  | 031710 |  | 北斗/全球卫星导航系统（GNSS） 导航单元性能要求及测试方法 | Performance requirements and test methods for BeiDou/Global Navigation Satellite Systems (GNSS) navigation unit | BD 420005—2015 | BD 420005—2015 | 5.4.13.3 | 5.4.13.3 |  |  |  |  | 2018.06 | 5 | 570-086
[5 empty] | 高温贮存 | High temperature storage |  | 031710 |  | 北斗/全球卫星导航系统（GNSS） 导航单元性能要求及测试方法 | Performance requirements and test methods for BeiDou/Global Navigation Satellite Systems (GNSS) navigation unit | BD 420005—2015 | BD 420005—2015 | 5.4.13.4 | 5.4.13.4 |  |  |  |  | 2018.06 | 5 | 570-086
[5 empty] | 单北斗系统工作能力 | Single Beidou system working capacity |  | 031710 |  | 北斗/全球卫星导航系统(GNSS)测量型 OEM 板性能要求及测试方法 | Performance requirements and test methods for BeiDou/Global Navigation Satellite Systems (GNSS) geodetic OEM board | BD 420002—2015 | BD 420002—2015 | 5.2.1 | 5.2.1 |  |  |  |  | 2018.06 | 5 | 574-507,579-227
[5 empty] | 通道数与跟踪能力 | Channel number and tracking ability |  | 031710 |  | 北斗/全球卫星导航系统(GNSS)测量型 OEM 板性能要求及测试方法 | Performance requirements and test methods for BeiDou/Global Navigation Satellite Systems (GNSS) geodetic OEM board | BD 420002—2015 | BD 420002—2015 | 5.2.2 | 5.2.2 |  |  |  |  | 2018.06 | 5 | 574-507,579-227
[5 empty] | 捕获灵敏度 | Capture sensitivity |  | 031710 |  | 北斗/全球卫星导航系统(GNSS)测量型 OEM 板性能要求及测试方法 | Performance requirements and test methods for BeiDou/Global Navigation Satellite Systems (GNSS) geodetic OEM board | BD 420002—2015 | BD 420002—2015 | 5.2.3 | 5.2.3 |  |  |  |  | 2018.06 | 5 | 574-507,579-227
[5 empty] | 跟踪灵敏度 | Tracking sensitivity |  | 031710 |  | 北斗/全球卫星导航系统(GNSS)测量型 OEM 板性能要求及测试方法 | Performance requirements and test methods for BeiDou/Global Navigation Satellite Systems (GNSS) geodetic OEM board | BD 420002—2015 | BD 420002—2015 | 5.2.4 | 5.2.4 |  |  |  |  | 2018.06 | 5 | 574-507,579-227
[5 empty] | 单点定位精度 | Single point positioning accuracy |  | 031710 |  | 北斗/全球卫星导航系统(GNSS)测量型 OEM 板性能要求及测试方法 | Performance requirements and test methods for BeiDou/Global Navigation Satellite Systems (GNSS) geodetic OEM board | BD 420002—2015 | BD 420002—2015 | 5.3.1 | 5.3.1 |  |  |  |  | 2018.06 | 5 | 574-507,579-227
[5 empty] | 内部噪声水平 | Internal noise level |  | 031710 |  | 北斗/全球卫星导航系统(GNSS)测量型 OEM 板性能要求及测试方法 | Performance requirements and test methods for BeiDou/Global Navigation Satellite Systems (GNSS) geodetic OEM board | BD 420002—2015 | BD 420002—2015 | 5.3.3 | 5.3.3 |  |  |  |  | 2018.06 | 5 | 574-507,579-227
[5 empty] | RTK 测量精度 | RTK measurement accuracy |  | 031710 |  | 北斗/全球卫星导航系统(GNSS)测量型 OEM 板性能要求及测试方法 | Performance requirements and test methods for BeiDou/Global Navigation Satellite Systems (GNSS) geodetic OEM board | BD 420002—2015 | BD 420002—2015 | 5.3.4.2 | 5.3.4.2 |  |  |  |  | 2018.06 | 5 | 574-507,579-227
[5 empty] | 观测数据可用率 | Observed data availability |  | 031710 |  | 北斗/全球卫星导航系统(GNSS)测量型 OEM 板性能要求及测试方法 | Performance requirements and test methods for BeiDou/Global Navigation Satellite Systems (GNSS) geodetic OEM board | BD 420002—2015 | BD 420002—2015 | 5.3.5 | 5.3.5 |  |  |  |  | 2018.06 | 5 | 574-507,579-227
[5 empty] | 伪距观测值精度 | Pseudorange observation accuracy |  | 031710 |  | 北斗/全球卫星导航系统(GNSS)测量型 OEM 板性能要求及测试方法 | Performance requirements and test methods for BeiDou/Global Navigation Satellite Systems (GNSS) geodetic OEM board | BD 420002—2015 | BD 420002—2015 | 5.3.6.1 | 5.3.6.1 |  |  |  |  | 2018.06 | 5 | 574-507,579-227
[5 empty] | 载波相位观测值精度 | Carrier phase observation accuracy |  | 031710 |  | 北斗/全球卫星导航系统(GNSS)测量型 OEM 板性能要求及测试方法 | Performance requirements and test methods for BeiDou/Global Navigation Satellite Systems (GNSS) geodetic OEM board | BD 420002—2015 | BD 420002—2015 | 5.3.6.2 | 5.3.6.2 |  |  |  |  | 2018.06 | 5 | 574-507,579-227
[5 empty] | 速度精度 | Speed accuracy |  | 031710 |  | 北斗/全球卫星导航系统(GNSS)测量型 OEM 板性能要求及测试方法 | Performance requirements and test methods for BeiDou/Global Navigation Satellite Systems (GNSS) geodetic OEM board | BD 420002—2015 | BD 420002—2015 | 5.3.7 | 5.3.7 |  |  |  |  | 2018.06 | 5 | 574-507,579-227
[5 empty] | 1PPS 精度 | 1PPS accuracy |  | 031710 |  | 北斗/全球卫星导航系统(GNSS)测量型 OEM 板性能要求及测试方法 | Performance requirements and test methods for BeiDou/Global Navigation Satellite Systems (GNSS) geodetic OEM board | BD 420002—2015 | BD 420002—2015 | 5.3.8 | 5.3.8 |  |  |  |  | 2018.06 | 5 | 574-507,579-227
[5 empty] | 首次定位时间 | First positioning time |  | 031710 |  | 北斗/全球卫星导航系统(GNSS)测量型 OEM 板性能要求及测试方法 | Performance requirements and test methods for BeiDou/Global Navigation Satellite Systems (GNSS) geodetic OEM board | BD 420002—2015 | BD 420002—2015 | 5.4 | 5.4 |  |  |  |  | 2018.06 | 5 | 574-507,579-227
[5 empty] | 重捕获时间 | Recapture time |  | 031710 |  | 北斗/全球卫星导航系统(GNSS)测量型 OEM 板性能要求及测试方法 | Performance requirements and test methods for BeiDou/Global Navigation Satellite Systems (GNSS) geodetic OEM board | BD 420002—2015 | BD 420002—2015 | 5.5 | 5.5 |  |  |  |  | 2018.06 | 5 | 574-507,579-227
[5 empty] | RTK初始化时间 | RTK initialization time |  | 031710 |  | 北斗/全球卫星导航系统(GNSS)测量型 OEM 板性能要求及测试方法 | Performance requirements and test methods for BeiDou/Global Navigation Satellite Systems (GNSS) geodetic OEM board | BD 420002—2015 | BD 420002—2015 | 5.6 | 5.6 |  |  |  |  | 2018.06 | 5 | 574-507,579-227
[5 empty] | 动态性能 | Dynamic performance |  | 031710 |  | 北斗/全球卫星导航系统(GNSS)测量型 OEM 板性能要求及测试方法 | Performance requirements and test methods for BeiDou/Global Navigation Satellite Systems (GNSS) geodetic OEM board | BD 420002—2015 | BD 420002—2015 | 5.7 | 5.7 |  |  |  |  | 2018.06 | 5 | 574-507,579-227
[5 empty] | 输入输出数据内容及格式 | Input and output data content and format |  | 031710 |  | 北斗/全球卫星导航系统(GNSS)测量型 OEM 板性能要求及测试方法 | Performance requirements and test methods for BeiDou/Global Navigation Satellite Systems (GNSS) geodetic OEM board | BD 420002—2015 | BD 420002—2015 | 5.8 | 5.8 |  |  |  |  | 2018.06 | 5 | 574-507,579-227
[5 empty] | 接口 | Interface |  | 031710 |  | 北斗/全球卫星导航系统(GNSS)测量型 OEM 板性能要求及测试方法 | Performance requirements and test methods for BeiDou/Global Navigation Satellite Systems (GNSS) geodetic OEM board | BD 420002—2015 | BD 420002—2015 | 5.9 | 5.9 |  |  |  |  | 2018.06 | 5 | 574-507,579-227
[5 empty] | 存储 | Storage |  | 031710 |  | 北斗/全球卫星导航系统(GNSS)测量型 OEM 板性能要求及测试方法 | Performance requirements and test methods for BeiDou/Global Navigation Satellite Systems (GNSS) geodetic OEM board | BD 420002—2015 | BD 420002—2015 | 5.10 | 5.10 |  |  |  |  | 2018.06 | 5 | 574-507,579-227
[5 empty] | 保护 | Protection |  | 031710 |  | 北斗/全球卫星导航系统(GNSS)测量型 OEM 板性能要求及测试方法 | Performance requirements and test methods for BeiDou/Global Navigation Satellite Systems (GNSS) geodetic OEM board | BD 420002—2015 | BD 420002—2015 | 5.11 | 5.11 |  |  |  |  | 2018.06 | 5 | 574-507,579-227
[5 empty] | 电源 | Power supply |  | 031710 |  | 北斗/全球卫星导航系统(GNSS)测量型 OEM 板性能要求及测试方法 | Performance requirements and test methods for BeiDou/Global Navigation Satellite Systems (GNSS) geodetic OEM board | BD 420002—2015 | BD 420002—2015 | 5.12 | 5.12 |  |  |  |  | 2018.06 | 5 | 574-507,579-227
[5 empty] | 功耗 | Power consumption |  | 031710 |  | 北斗/全球卫星导航系统(GNSS)测量型 OEM 板性能要求及测试方法 | Performance requirements and test methods for BeiDou/Global Navigation Satellite Systems (GNSS) geodetic OEM board | BD 420002—2015 | BD 420002—2015 | 5.13 | 5.13 |  |  |  |  | 2018.06 | 5 | 574-507,579-227
[5 empty] | 尺寸与重量 | Size and weight |  | 031710 |  | 北斗/全球卫星导航系统(GNSS)测量型 OEM 板性能要求及测试方法 | Performance requirements and test methods for BeiDou/Global Navigation Satellite Systems (GNSS) geodetic OEM board | BD 420002—2015 | BD 420002—2015 | 5.14 | 5.14 |  |  |  |  | 2018.06 | 5 | D571-373,JMC-1412-40
[5 empty] | 工作温度 | Operating temperature |  | 031710 |  | 北斗/全球卫星导航系统(GNSS)测量型 OEM 板性能要求及测试方法 | Performance requirements and test methods for BeiDou/Global Navigation Satellite Systems (GNSS) geodetic OEM board | BD 420002—2015 | BD 420002—2015 | 5.15.1 | 5.15.1 |  |  |  |  | 2018.06 | 5 | 570-086
[5 empty] | 贮存温度 | Storage temperature |  | 031710 |  | 北斗/全球卫星导航系统(GNSS)测量型 OEM 板性能要求及测试方法 | Performance requirements and test methods for BeiDou/Global Navigation Satellite Systems (GNSS) geodetic OEM board | BD 420002—2015 | BD 420002—2015 | 5.15.2 | 5.15.2 |  |  |  |  | 2018.06 | 5 | 570-086
[5 empty] | 振动 | Vibration |  | 031710 |  | 北斗/全球卫星导航系统(GNSS)测量型 OEM 板性能要求及测试方法 | Performance requirements and test methods for BeiDou/Global Navigation Satellite Systems (GNSS) geodetic OEM board | BD 420002—2015 | BD 420002—2015 | 5.15.3 | 5.15.3 |  |  |  |  | 2018.06 | 5 | 576-010
[5 empty] | 一般要求 | General requirements |  | 031710 |  | 道路运输车辆卫星定位系统——车载终端技术要求 | Road transport vehicle satellite positioning system —Vehicle terminal technical requirements | JT/T 794—2019 | JT/T 794—2019 | 4 | 4 |  |  |  |  | 2018.06 | 5
[10 empty] | 道路运输车辆卫星定位系统——车载终端检测方法 | Road transport vehicle satellite positioning system—Vehicle terminal detection method | JT/T 1253—2019 | JT/T 1253—2019 | 5 | 5 |  |  |  |  | 2018.06 | 5
[5 empty] | 自检 | Self-test |  | 031710 |  | 道路运输车辆卫星定位系统——车载终端技术要求 | Road transport vehicle satellite positioning system —Vehicle terminal technical requirements | JT/T 794—2019 | JT/T 794—2019 | 5.1 | 5.1 |  |  |  |  | 2018.06 | 5 | 574-507,579-227
[10 empty] | 道路运输车辆卫星定位系统——车载终端检测方法 | Road transport vehicle satellite positioning system—Vehicle terminal detection method | JT/T 1253—2019 | JT/T 1253—2019 | 6.1 | 6.1 |  |  |  |  | 2018.06 | 5 | 574-507,579-227
[5 empty] | 定位 | Positioning |  | 031710 |  | 道路运输车辆卫星定位系统——车载终端技术要求 | Road transport vehicle satellite positioning system —Vehicle terminal technical requirements | JT/T 794—2019 | JT/T 794—2019 | 5.2 | 5.2 |  |  |  |  | 2018.06 | 5 | 574-507,579-227
[10 empty] | 道路运输车辆卫星定位系统——车载终端检测方法 | Road transport vehicle satellite positioning system—Vehicle terminal detection method | JT/T 1253—2019 | JT/T 1253—2019 | 6.2 | 6.2 |  |  |  |  | 2018.06 | 5 | 574-507,579-227
[5 empty] | 通信 | Communication |  | 031710 |  | 道路运输车辆卫星定位系统——车载终端技术要求 | Road transport vehicle satellite positioning system —Vehicle terminal technical requirements | JT/T 794—2019 | JT/T 794—2019 | 5.3 | 5.3 |  |  |  |  | 2018.06 | 5 | 574-507,579-227,579-228
[10 empty] | 道路运输车辆卫星定位系统——车载终端检测方法 | Road transport vehicle satellite positioning system—Vehicle terminal detection method | JT/T 1253—2019 | JT/T 1253—2019 | 6.3 | 6.3 |  |  |  |  | 2018.06 | 5 | 574-507,579-227,579-228
[5 empty] | 驾驶员身份 | Driver identity |  | 031710 |  | 道路运输车辆卫星定位系统——车载终端技术要求 | Road transport vehicle satellite positioning system —Vehicle terminal technical requirements | JT/T 794—2019 | JT/T 794—2019 | 5.4.1 | 5.4.1 |  |  |  |  | 2018.06 | 5
[10 empty] | 道路运输车辆卫星定位系统——车载终端检测方法 | Road transport vehicle satellite positioning system—Vehicle terminal detection method | JT/T 1253—2019 | JT/T 1253—2019 | 6.4.1 | 6.4.1 |  |  |  |  | 2018.06 | 5
[5 empty] | 电子运单 | Electronic waybill |  | 031710 |  | 道路运输车辆卫星定位系统——车载终端技术要求 | Road transport vehicle satellite positioning system —Vehicle terminal technical requirements | JT/T 794—2019 | JT/T 794—2019 | 5.4.2 | 5.4.2 |  |  |  |  | 2018.06 | 5
[10 empty] | 道路运输车辆卫星定位系统——车载终端检测方法 | Road transport vehicle satellite positioning system—Vehicle terminal detection method | JT/T 1253—2019 | JT/T 1253—2019 | 6.4.2 | 6.4.2 |  |  |  |  | 2018.06 | 5
[5 empty] | 车辆CAN总线数据 | Vehicle CAN bus data |  | 031710 |  | 道路运输车辆卫星定位系统——车载终端技术要求 | Road transport vehicle satellite positioning system —Vehicle terminal technical requirements | JT/T 794—2019 | JT/T 794—2019 | 5.4.3 | 5.4.3 |  |  |  |  | 2018.06 | 5
[10 empty] | 道路运输车辆卫星定位系统——车载终端检测方法 | Road transport vehicle satellite positioning system—Vehicle terminal detection method | JT/T 1253—2019 | JT/T 1253—2019 | 6.4.3 | 6.4.3 |  |  |  |  | 2018.06 | 5
[5 empty] | 车辆载货状态 | Vehicle loading status |  | 031710 |  | 道路运输车辆卫星定位系统——车载终端技术要求 | Road transport vehicle satellite positioning system —Vehicle terminal technical requirements | JT/T 794—2019 | JT/T 794—2019 | 5.4.4 | 5.4.4 |  |  |  |  | 2018.06 | 5
[10 empty] | 道路运输车辆卫星定位系统——车载终端检测方法 | Road transport vehicle satellite positioning system—Vehicle terminal detection method | JT/T 1253—2019 | JT/T 1253—2019 | 6.4.4 | 6.4.4 |  |  |  |  | 2018.06 | 5
[5 empty] | 收费结算数据 | Charge settlement data |  | 031710 |  | 道路运输车辆卫星定位系统——车载终端技术要求 | Road transport vehicle satellite positioning system —Vehicle terminal technical requirements | JT/T 794—2019 | JT/T 794—2019 | 5.4.5 | 5.4.5 |  |  |  |  | 2018.06 | 5
[10 empty] | 道路运输车辆卫星定位系统——车载终端检测方法 | Road transport vehicle satellite positioning system—Vehicle terminal detection method | JT/T 1253—2019 | JT/T 1253—2019 | 6.4.5 | 6.4.5 |  |  |  |  | 2018.06 | 5
[5 empty] | 图像信息 | Image information |  | 031710 |  | 道路运输车辆卫星定位系统——车载终端技术要求 | Road transport vehicle satellite positioning system —Vehicle terminal technical requirements | JT/T 794—2019 | JT/T 794—2019 | 5.4.6 | 5.4.6 |  |  |  |  | 2018.06 | 5
[10 empty] | 道路运输车辆卫星定位系统——车载终端检测方法 | Road transport vehicle satellite positioning system—Vehicle terminal detection method | JT/T 1253—2019 | JT/T 1253—2019 | 6.4.6 | 6.4.6 |  |  |  |  | 2018.06 | 5
[5 empty] | 视频信息 | Video information |  | 031710 |  | 道路运输车辆卫星定位系统——车载终端技术要求 | Road transport vehicle satellite positioning system —Vehicle terminal technical requirements | JT/T 794—2019 | JT/T 794—2019 | 5.4.7 | 5.4.7 |  |  |  |  | 2018.06 | 5
[10 empty] | 道路运输车辆卫星定位系统——车载终端检测方法 | Road transport vehicle satellite positioning system—Vehicle terminal detection method | JT/T 1253—2019 | JT/T 1253—2019 | 6.4.7 | 6.4.7 |  |  |  |  | 2018.06 | 5
[5 empty] | 车辆状态信息 | Vehicle status information |  | 031710 |  | 道路运输车辆卫星定位系统——车载终端技术要求 | Road transport vehicle satellite positioning system —Vehicle terminal technical requirements | JT/T 794—2019 | JT/T 794—2019 | 5.4.8 | 5.4.8 |  |  |  |  | 2018.06 | 5
[10 empty] | 道路运输车辆卫星定位系统——车载终端检测方法 | Road transport vehicle satellite positioning system—Vehicle terminal detection method | JT/T 1253—2019 | JT/T 1253—2019 | 6.5 | 6.5 |  |  |  |  | 2018.06 | 5
[5 empty] | 行驶记录 | Driving record |  | 031710 |  | 道路运输车辆卫星定位系统——车载终端技术要求 | Road transport vehicle satellite positioning system —Vehicle terminal technical requirements | JT/T 794—2019 | JT/T 794—2019 | 5.5 | 5.5 |  |  |  |  | 2018.06 | 5
[10 empty] | 道路运输车辆卫星定位系统——车载终端检测方法 | Road transport vehicle satellite positioning system—Vehicle terminal detection method | JT/T 1253—2019 | JT/T 1253—2019 | 6.6 | 6.6 |  |  |  |  | 2018.06 | 5
[5 empty] | 监听 | monitor |  | 031710 |  | 道路运输车辆卫星定位系统——车载终端技术要求 | Road transport vehicle satellite positioning system —Vehicle terminal technical requirements | JT/T 794—2019 | JT/T 794—2019 | 5.6 | 5.6 |  |  |  |  | 2018.06 | 5
[10 empty] | 道路运输车辆卫星定位系统——车载终端技术要求 | Road transport vehicle satellite positioning system —Vehicle terminal technical requirements | JT/T 1253—2019 | JT/T 1253—2019 | 6.7 | 6.7 |  |  |  |  | 2018.06 | 5
[5 empty] | 通话 | call |  | 031710 |  | 道路运输车辆卫星定位系统——车载终端技术要求 | Road transport vehicle satellite positioning system —Vehicle terminal technical requirements | JT/T 794—2019 | JT/T 794—2019 | 5.7 | 5.7 |  |  |  |  | 2018.06 | 5
[10 empty] | 道路运输车辆卫星定位系统——车载终端检测方法 | Road transport vehicle satellite positioning system—Vehicle terminal detection method | JT/T 1253—2019 | JT/T 1253—2019 | 6.8 | 6.8 |  |  |  |  | 2018.06 | 5
[5 empty] | 休眠 | Sleep |  | 031710 |  | 道路运输车辆卫星定位系统——车载终端技术要求 | Road transport vehicle satellite positioning system —Vehicle terminal technical requirements | JT/T 794—2019 | JT/T 794—2019 | 5.8 | 5.8 |  |  |  |  | 2018.06 | 5 | 574-507,579-227,579-228
[10 empty] | 道路运输车辆卫星定位系统——车载终端检测方法 | Road transport vehicle satellite positioning system—Vehicle terminal detection method | JT/T 1253—2019 | JT/T 1253—2019 | 6.9 | 6.9 |  |  |  |  | 2018.06 | 5 | 574-507,579-227,579-228
[5 empty] | 警示 | Warning |  | 031710 |  | 道路运输车辆卫星定位系统——车载终端技术要求 | Road transport vehicle satellite positioning system —Vehicle terminal technical requirements | JT/T 794—2019 | JT/T 794—2019 | 5.9 | 5.9 |  |  |  |  | 2018.06 | 5 | 574-507,579-227,579-228
[10 empty] | 道路运输车辆卫星定位系统——车载终端检测方法 | Road transport vehicle satellite positioning system—Vehicle terminal detection method | JT/T 1253—2019 | JT/T 1253—2019 | 6.10 | 6.10 |  |  |  |  | 2018.06 | 5 | 574-507,579-227,579-228
[5 empty] | 终端管理 | Terminal management |  | 031710 |  | 道路运输车辆卫星定位系统——车载终端技术要求 | Road transport vehicle satellite positioning system —Vehicle terminal technical requirements | JT/T 794—2019 | JT/T 794—2019 | 5.10 | 5.10 |  |  |  |  | 2018.06 | 5
[10 empty] | 道路运输车辆卫星定位系统——车载终端检测方法 | Road transport vehicle satellite positioning system—Vehicle terminal detection method | JT/T 1253—2019 | JT/T 1253—2019 | 6.11 | 6.11 |  |  |  |  | 2018.06 | 5
[5 empty] | 人机交互 | Human interaction |  | 031710 |  | 道路运输车辆卫星定位系统——车载终端技术要求 | Road transport vehicle satellite positioning system —Vehicle terminal technical requirements | JT/T 794—2019 | JT/T 794—2019 | 5.11 | 5.11 |  |  |  |  | 2018.06 | 5
[10 empty] | 道路运输车辆卫星定位系统——车载终端检测方法 | Road transport vehicle satellite positioning system—Vehicle terminal detection method | JT/T 1253—2019 | JT/T 1253—2019 | 6.12 | 6.12 |  |  |  |  | 2018.06 | 5
[5 empty] | 信息服务 | Information service |  | 031710 |  | 道路运输车辆卫星定位系统——车载终端技术要求 | Road transport vehicle satellite positioning system —Vehicle terminal technical requirements | JT/T 794—2019 | JT/T 794—2019 | 5.12 | 5.12 |  |  |  |  | 2018.06 | 5
[10 empty] | 道路运输车辆卫星定位系统——车载终端检测方法 | Road transport vehicle satellite positioning system—Vehicle terminal detection method | JT/T 1253—2019 | JT/T 1253—2019 | 6.13 | 6.13 |  |  |  |  | 2018.06 | 5
[5 empty] | 多中心接入 | Multi-center access |  | 031710 |  | 道路运输车辆卫星定位系统——车载终端技术要求 | Road transport vehicle satellite positioning system —Vehicle terminal technical requirements | JT/T 794—2019 | JT/T 794—2019 | 5.13 | 5.13 |  |  |  |  | 2018.06 | 5
[10 empty] | 道路运输车辆卫星定位系统——车载终端检测方法 | Road transport vehicle satellite positioning system—Vehicle terminal detection method | JT/T 1253—2019 | JT/T 1253—2019 | 6.14 | 6.14 |  |  |  |  | 2018.06 | 5
[5 empty] | 自动关闭通信 | Automatically close communication |  | 031710 |  | 道路运输车辆卫星定位系统——车载终端技术要求 | Road transport vehicle satellite positioning system —Vehicle terminal technical requirements | JT/T 794—2019 | JT/T 794—2019 | 5.14 | 5.14 |  |  |  |  | 2018.06 | 5 | 574-507,579-227,579-228
[10 empty] | 道路运输车辆卫星定位系统——车载终端检测方法 | Road transport vehicle satellite positioning system—Vehicle terminal detection method | JT/T 1253—2019 | JT/T 1253—2019 | 6.15 | 6.15 |  |  |  |  | 2018.06 | 5 | 574-507,579-227,579-228
[5 empty] | ETC功能 | ETC function |  | 031710 |  | 道路运输车辆卫星定位系统——车载终端技术要求 | Road transport vehicle satellite positioning system —Vehicle terminal technical requirements | JT/T 794—2019 | JT/T 794—2019 | 5.15 | 5.15 |  |  |  |  | 2018.06 | 5
[10 empty] | 道路运输车辆卫星定位系统——车载终端检测方法 | Road transport vehicle satellite positioning system—Vehicle terminal detection method | JT/T 1253—2019 | JT/T 1253—2019 | 6.16 | 6.16 |  |  |  |  | 2018.06 | 5
[5 empty] | 可靠性 | reliability |  | 031710 |  | 道路运输车辆卫星定位系统——车载终端技术要求 | Road transport vehicle satellite positioning system —Vehicle terminal technical requirements | JT/T 794—2019 | JT/T 794—2019 | 6.1 | 6.1 |  |  |  |  | 2018.06 | 5 | 574-507,579-227,579-228
[10 empty] | 道路运输车辆卫星定位系统——车载终端检测方法 | Road transport vehicle satellite positioning system—Vehicle terminal detection method | JT/T 1253—2019 | JT/T 1253—2019 | 7.1 | 7.1 |  |  |  |  | 2018.06 | 5 | 574-507,579-227,579-228
[5 empty] | 可扩展性 | Scalability |  | 031710 |  | 道路运输车辆卫星定位系统——车载终端技术要求 | Road transport vehicle satellite positioning system —Vehicle terminal technical requirements | JT/T 794—2019 | JT/T 794—2019 | 6.1 | 6.1 |  |  |  |  | 2018.06 | 5
[10 empty] | 道路运输车辆卫星定位系统——车载终端检测方法 | Road transport vehicle satellite positioning system—Vehicle terminal detection method | JT/T 1253—2019 | JT/T 1253—2019 | 7.2 | 7.2 |  |  |  |  | 2018.06 | 5
[5 empty] | 卫星定位模块 | Satellite positioning module |  | 031710 |  | 道路运输车辆卫星定位系统——车载终端技术要求 | Road transport vehicle satellite positioning system —Vehicle terminal technical requirements | JT/T 794—2019 | JT/T 794—2019 | 6.2 | 6.2 |  |  |  |  | 2018.06 | 5 | 574-507,579-227,579-228
[10 empty] | 道路运输车辆卫星定位系统——车载终端检测方法 | Road transport vehicle satellite positioning system—Vehicle terminal detection method | JT/T 1253—2019 | JT/T 1253—2019 | 7.3 | 7.3 |  |  |  |  | 2018.06 | 5 | 574-507,579-227,579-228
[5 empty] | 无线通信模块 | Wireless communication module |  | 031710 |  | 道路运输车辆卫星定位系统——车载终端技术要求 | Road transport vehicle satellite positioning system —Vehicle terminal technical requirements | JT/T 794—2019 | JT/T 794—2019 | 6.3 | 6.3 |  |  |  |  | 2018.06 | 5 | 574-507,579-227,579-228
[10 empty] | 道路运输车辆卫星定位系统——车载终端检测方法 | Road transport vehicle satellite positioning system—Vehicle terminal detection method | JT/T 1253—2019 | JT/T 1253—2019 | 7.4 | 7.4 |  |  |  |  | 2018.06 | 5 | 574-507,579-227,579-228
[5 empty] | 电气性能 | Electrical performance |  | 031710 |  | 道路运输车辆卫星定位系统——车载终端技术要求 | Road transport vehicle satellite positioning system —Vehicle terminal technical requirements | JT/T 794—2019 | JT/T 794—2019 | 6.4 | 6.4 |  |  |  |  | 2018.06 | 5 | 574-182,574-292,574-115
[10 empty] | 道路运输车辆卫星定位系统——车载终端检测方法 | Road transport vehicle satellite positioning system—Vehicle terminal detection method | JT/T 1253—2019 | JT/T 1253—2019 | 7.5 | 7.5 |  |  |  |  | 2018.06 | 5 | 574-182,574-292,574-115
[5 empty] | 气候环境适应性 | Climate adaptability |  | 031710 |  | 道路运输车辆卫星定位系统——车载终端技术要求 | Road transport vehicle satellite positioning system —Vehicle terminal technical requirements | JT/T 794—2019 | JT/T 794—2019 | 6.5.1 | 6.5.1 |  |  |  |  | 2018.06 | 5 | 570-207
[10 empty] | 道路运输车辆卫星定位系统——车载终端检测方法 | Road transport vehicle satellite positioning system—Vehicle terminal detection method | JT/T 1253—2019 | JT/T 1253—2019 | 7.6.1 | 7.6.1 |  |  |  |  | 2018.06 | 5 | 570-207
[5 empty] | 机械环境适应性 | Mechanical environment adaptability |  | 031710 |  | 道路运输车辆卫星定位系统——车载终端技术要求 | Road transport vehicle satellite positioning system —Vehicle terminal technical requirements | JT/T 794—2019 | JT/T 794—2019 | 6.5.2 | 6.5.2 |  |  |  |  | 2018.06 | 5 | 985-034
[10 empty] | 道路运输车辆卫星定位系统——车载终端检测方法 | Road transport vehicle satellite positioning system—Vehicle terminal detection method | JT/T 1253—2019 | JT/T 1253—2019 | 7.6.2 | 7.6.2 |  |  |  |  | 2018.06 | 5 | 985-034
[5 empty] | 静电放电抗扰度 | Electrostatic discharge immunity |  | 031710 |  | 道路运输车辆卫星定位系统——车载终端技术要求 | Road transport vehicle satellite positioning system —Vehicle terminal technical requirements | JT/T 794—2019 | JT/T 794—2019 | 6.6.1 | 6.6.1 |  |  |  |  | 2018.06 | 5 | 574-221,574-353-07,574-353-01
[10 empty] | 道路运输车辆卫星定位系统——车载终端检测方法 | Road transport vehicle satellite positioning system—Vehicle terminal detection method | JT/T 1253—2019 | JT/T 1253—2019 | 7.7.1 | 7.7.1 |  |  |  |  | 2018.06 | 5 | 574-221,574-353-07,574-353-01
[5 empty] | 沿电源线的电瞬态传导抗扰度 | Electrical transient immunity along the power line |  | 031710 |  | 道路运输车辆卫星定位系统——车载终端技术要求 | Road transport vehicle satellite positioning system —Vehicle terminal technical requirements | JT/T 794—2019 | JT/T 794—2019 | 6.6.2 | 6.6.2 |  |  |  |  | 2018.06 | 5 | 574-221,574-353-07,574-353-01
[10 empty] | 道路运输车辆卫星定位系统——车载终端检测方法 | Road transport vehicle satellite positioning system—Vehicle terminal detection method | JT/T 1253—2019 | JT/T 1253—2019 | 7.7.2 | 7.7.2 |  |  |  |  | 2018.06 | 5 | 574-221,574-353-07,574-353-01
[5 empty] | 耦合电瞬态发射抗扰度 | Coupled electrical transient emission immunity |  | 031710 |  | 道路运输车辆卫星定位系统——车载终端技术要求 | Road transport vehicle satellite positioning system —Vehicle terminal technical requirements | JT/T 794—2019 | JT/T 794—2019 | 6.6.3 | 6.6.3 |  |  |  |  | 2018.06 | 5 | 574-221,574-353-07,574-353-01
[10 empty] | 道路运输车辆卫星定位系统——车载终端检测方法 | Road transport vehicle satellite positioning system—Vehicle terminal detection method | JT/T 1253—2019 | JT/T 1253—2019 | 7.7.3 | 7.7.3 |  |  |  |  | 2018.06 | 5 | 574-221,574-353-07,574-353-01
[5 empty] | 断电保护试验 | Power failure protection test |  | 031710 |  | 汽车行驶记录仪 | vehicle travelling data recorder | GB/T 19056-2012 | GB/T 19056-2012 | 5.3.4 | 5.3.4 |  |  |  |  | 2018.06 | 5 | 574-353-05
[5 empty] | 外壳防护等级试验 | Shell protection level test |  | 031710 |  | 汽车行驶记录仪 | vehicle travelling data recorder | GB/T 19056-2012 | GB/T 19056-2012 | 5.10 | 5.10 |  |  |  |  | 2018.06 | 5 | 576-010
15 | 车载毫米波雷达 | Vehicle millimeter wave radar |  | Y | 峰值等效全向辐射功率 | Peak equivalent isotropic radiation power |  | 031710 |  | 车载毫米波雷达 | Vehicle millimeter wave radar | JCBZ 58-2018 | JCBZ 58-2018 | 5.4.2 | 5.4.2 |  |  |  |  | 2018.06 | 7 | 574-503,574-502,574-504,574-507
[5 empty] | 频率范围 | Frequency Range |  | 031710 |  | 车载毫米波雷达 | Vehicle millimeter wave radar | JCBZ 58-2018 | JCBZ 58-2018 | 5.4.3 | 5.4.3 |  |  |  |  | 2018.06 | 7 | 574-503,574-502,574-504,574-507
[5 empty] | 带外发射 | Out-of-band emission |  | 031710 |  | 车载毫米波雷达 | Vehicle millimeter wave radar | JCBZ 58-2018 | JCBZ 58-2018 | 5.4.4 | 5.4.4 |  |  |  |  | 2018.06 | 7 | 574-503,574-502,574-504,574-507
[5 empty] | 占用带宽 | Occupied bandwidth |  | 031710 |  | 车载毫米波雷达 | Vehicle millimeter wave radar | JCBZ 58-2018 | JCBZ 58-2018 | 5.4.5 | 5.4.5 |  |  |  |  | 2018.06 | 7 | 574-503,574-502,574-504,574-507
[5 empty] | 发射机杂散发射 | Transmitter spurious emission |  | 031710 |  | 车载毫米波雷达 | Vehicle millimeter wave radar | JCBZ 58-2018 | JCBZ 58-2018 | 5.4.6 | 5.4.6 |  |  |  |  | 2018.06 | 7 | 574-503,574-502,574-504,574-507
[5 empty] | 接收机杂散发射 | Receiver spurious emission |  | 031710 |  | 车载毫米波雷达 | Vehicle millimeter wave radar | JCBZ 58-2018 | JCBZ 58-2018 | 5.4.7 | 5.4.7 |  |  |  |  | 2018.06 | 7 | 574-503,574-502,574-504,574-507
[5 empty] | 距离测试 | Distance test |  | 031710 |  | 车载毫米波雷达 | Vehicle millimeter wave radar | JCBZ 58-2018 | JCBZ 58-2018 | 5.5.2 | 5.5.2 |  |  |  |  | 2018.06 | 7 | 574-503,574-502,574-504,574-507
[5 empty] | 角度测试 | Angle test |  | 031710 |  | 车载毫米波雷达 | Vehicle millimeter wave radar | JCBZ 58-2018 | JCBZ 58-2018 | 5.5.3 | 5.5.3 |  |  |  |  | 2018.06 | 7 | 574-503,574-502,574-504,574-507
[5 empty] | 速度测试 | Speed test |  | 031710 |  | 车载毫米波雷达 | Vehicle millimeter wave radar | JCBZ 58-2018 | JCBZ 58-2018 | 5.5.4 | 5.5.4 |  |  |  |  | 2018.06 | 7 | 574-503,574-502,574-504,574-507
[5 empty] | 抗干扰能力测试 | Anti-interference ability test |  | 031710 |  | 车载毫米波雷达 | Vehicle millimeter wave radar | JCBZ 58-2018 | JCBZ 58-2018 | 5.5.5 | 5.5.5 |  |  |  |  | 2018.06 | 7 | 574-503,574-502,574-504,574-507
[5 empty] | 工作电压范围 | Operating voltage range |  | 031710 |  | 车载毫米波雷达 | Vehicle millimeter wave radar | JCBZ 58-2018 | JCBZ 58-2018 | 5.6.1 | 5.6.1 |  |  |  |  | 2018.06 | 7 | 574-353-05
[5 empty] | 长时间过电压试验 | Long-term overvoltage test |  | 031710 |  | 车载毫米波雷达 | Vehicle millimeter wave radar | JCBZ 58-2018 | JCBZ 58-2018 | 5.6.2 | 5.6.2 |  |  |  |  | 2018.06 | 7 | 574-353-05
[5 empty] | 短时间过电压试验 | Short time overvoltage test |  | 031710 |  | 车载毫米波雷达 | Vehicle millimeter wave radar | JCBZ 58-2018 | JCBZ 58-2018 | 5.6.3 | 5.6.3 |  |  |  |  | 2018.06 | 7 | 574-353-05
[5 empty] | 叠加交流电压试验 | Superimposed AC voltage test |  | 031710 |  | 车载毫米波雷达 | Vehicle millimeter wave radar | JCBZ 58-2018 | JCBZ 58-2018 | 5.6.4 | 5.6.4 |  |  |  |  | 2018.06 | 7 | 574-353-05
[5 empty] | 电压缓慢下降和上升试验 | Slow voltage drop and rise test |  | 031710 |  | 车载毫米波雷达 | Vehicle millimeter wave radar | JCBZ 58-2018 | JCBZ 58-2018 | 5.6.5 | 5.6.5 |  |  |  |  | 2018.06 | 7 | 574-353-05
[5 empty] | 电压缓慢下降和快速上升试验 | Slow voltage drop and rapid rise test |  | 031710 |  | 车载毫米波雷达 | Vehicle millimeter wave radar | JCBZ 58-2018 | JCBZ 58-2018 | 5.6.6 | 5.6.6 |  |  |  |  | 2018.06 | 7 | 574-353-05
[5 empty] | 电压瞬态变化试验 | Voltage transient test |  | 031710 |  | 车载毫米波雷达 | Vehicle millimeter wave radar | JCBZ 58-2018 | JCBZ 58-2018 | 5.6.7 | 5.6.7 |  |  |  |  | 2018.06 | 7 | 574-353-05
[5 empty] | 反向耐电压试验 | Reverse withstand voltage test |  | 031710 |  | 车载毫米波雷达 | Vehicle millimeter wave radar | JCBZ 58-2018 | JCBZ 58-2018 | 5.6.8 | 5.6.8 |  |  |  |  | 2018.06 | 7 | 574-353-05
[5 empty] | 短时中断供电试验 | Short-term interruption of power supply test |  | 031710 |  | 车载毫米波雷达 | Vehicle millimeter wave radar | JCBZ 58-2018 | JCBZ 58-2018 | 5.6.9 | 5.6.9 |  |  |  |  | 2018.06 | 7 | 574-353-05
[5 empty] | 绝缘电阻试验 | Insulation resistance test |  | 031710 |  | 车载毫米波雷达 | Vehicle millimeter wave radar | JCBZ 58-2018 | JCBZ 58-2018 | 5.6.10 | 5.6.10 |  |  |  |  | 2018.06 | 7 | 574-353-05
[5 empty] | 振动试验 | Vibration test |  | 031710 |  | 车载毫米波雷达 | Vehicle millimeter wave radar | JCBZ 58-2018 | JCBZ 58-2018 | 5.7.1 | 5.7.1 |  |  |  |  | 2018.06 | 7 | 576-010
[5 empty] | 自由跌落试验 | Free fall test |  | 031710 |  | 车载毫米波雷达 | Vehicle millimeter wave radar | JCBZ 58-2018 | JCBZ 58-2018 | 5.7.2 | 5.7.2 |  |  |  |  | 2018.06 | 7 | 576-010
[5 empty] | 低温储存 | Low temperature storage |  | 031710 |  | 车载毫米波雷达 | Vehicle millimeter wave radar | JCBZ 58-2018 | JCBZ 58-2018 | 5.8.1.1.1 | 5.8.1.1.1 |  |  |  |  | 2018.06 | 7 | 570-208
[5 empty] | 低温工作 | Low temperature work |  | 031710 |  | 车载毫米波雷达 | Vehicle millimeter wave radar | JCBZ 58-2018 | JCBZ 58-2018 | 5.8.1.1.2 | 5.8.1.1.2 |  |  |  |  | 2018.06 | 7 | 570-208
[5 empty] | 高温储存 | High temperature storage |  | 031710 |  | 车载毫米波雷达 | Vehicle millimeter wave radar | JCBZ 58-2018 | JCBZ 58-2018 | 5.8.1.2.1 | 5.8.1.2.1 |  |  |  |  | 2018.06 | 7 | 570-208
[5 empty] | 高温工作 | High temperature work |  | 031710 |  | 车载毫米波雷达 | Vehicle millimeter wave radar | JCBZ 58-2018 | JCBZ 58-2018 | 5.8.1.2.2 | 5.8.1.2.2 |  |  |  |  | 2018.06 | 7 | 570-208
[5 empty] | 温度梯度 | Temperature gradient |  | 031710 |  | 车载毫米波雷达 | Vehicle millimeter wave radar | JCBZ 58-2018 | JCBZ 58-2018 | 5.8.1.3 | 5.8.1.3 |  |  |  |  | 2018.06 | 7 | 570-208
[5 empty] | 温度循环 | Temperature cycle |  | 031710 |  | 车载毫米波雷达 | Vehicle millimeter wave radar | JCBZ 58-2018 | JCBZ 58-2018 | 5.8.1.4 | 5.8.1.4 |  |  |  |  | 2018.06 | 7 | 570-208
[5 empty] | 高低温交变 | High and low temperature alternating |  | 031710 |  | 车载毫米波雷达 | Vehicle millimeter wave radar | JCBZ 58-2018 | JCBZ 58-2018 | 5.8.1.5 | 5.8.1.5 |  |  |  |  | 2018.06 | 7 | 570-208
[5 empty] | 湿热试验 | Damp heat test |  | 031710 |  | 车载毫米波雷达 | Vehicle millimeter wave radar | JCBZ 58-2018 | JCBZ 58-2018 | 5.8.2 | 5.8.2 |  |  |  |  | 2018.06 | 7 | 570-208
[5 empty] | 盐雾腐蚀试验 | Salt spray corrosion test |  | 031710 |  | 车载毫米波雷达 | Vehicle millimeter wave radar | JCBZ 58-2018 | JCBZ 58-2018 | 5.8.3 | 5.8.3 |  |  |  |  | 2018.06 | 7 | 570-208
[5 empty] | 气候老化试验 | Weather aging test |  | 031710 |  | 车载毫米波雷达 | Vehicle millimeter wave radar | JCBZ 58-2018 | JCBZ 58-2018 | 5.8.4 | 5.8.4 |  |  |  |  | 2018.06 | 7 | 570-208
[5 empty] | 化学腐蚀试验 | Chemical corrosion test |  | 031710 |  | 车载毫米波雷达 | Vehicle millimeter wave radar | JCBZ 58-2018 | JCBZ 58-2018 | 5.9 | 5.9 |  |  |  |  | 2018.06 | 7 | 570-208
[5 empty] | 辐射电磁能的抗扰性 | Immunity of radiated electromagnetic energy |  | 031710 |  | 车载毫米波雷达 | Vehicle millimeter wave radar | JCBZ 58-2018 | JCBZ 58-2018 | 5.10.1 | 5.10.1 |  |  |  |  | 2018.06 | 7 | 574-221,574-353-07,574-353-01
[5 empty] | 无线电骚扰特性 | Radio disturbance characteristics |  | 031710 |  | 车载毫米波雷达 | Vehicle millimeter wave radar | JCBZ 58-2018 | JCBZ 58-2018 | 5.10.2 | 5.10.2 |  |  |  |  | 2018.06 | 7 | 574-221,574-353-07,574-353-01
[5 empty] | 静态放电产生的电磁骚扰 | Electromagnetic disturbance caused by static discharge |  | 031710 |  | 车载毫米波雷达 | Vehicle millimeter wave radar | JCBZ 58-2018 | JCBZ 58-2018 | 5.10.3 | 5.10.3 |  |  |  |  | 2018.06 | 7 | 574-221,574-353-07,574-353-01
[5 empty] | 由传导和耦合引起的电骚扰 | Electrical disturbance caused by conduction and coupling |  | 031710 |  | 车载毫米波雷达 | Vehicle millimeter wave radar | JCBZ 58-2018 | JCBZ 58-2018 | 5.10.4 | 5.10.4 |  |  |  |  | 2018.06 | 7 | 574-221,574-353-07,574-353-01
[5 empty] | 峰值等效全向辐射功率 | Peak equivalent isotropic radiation power |  | 031710 |  | 76GHz车辆无线电设备射频指标技术要求及测试方法 | RF technical requirements and test methods for 76GHz vehicle radio equipment | GB/T 36654-2018 | GB/T 36654-2018 | 5.4 | 5.4 |  |  |  |  | 2018.06 | 7 | 574-503,574-502,574-504,574-507
[5 empty] | 频率范围 | Frequency Range |  | 031710 |  | 76GHz车辆无线电设备射频指标技术要求及测试方法 | RF technical requirements and test methods for 76GHz vehicle radio equipment | GB/T 36654-2018 | GB/T 36654-2018 | 5.5 | 5.5 |  |  |  |  | 2018.06 | 7 | 574-503,574-502,574-504,574-507
[5 empty] | 带外发射 | Out-of-band emission |  | 031710 |  | 76GHz车辆无线电设备射频指标技术要求及测试方法 | RF technical requirements and test methods for 76GHz vehicle radio equipment | GB/T 36654-2018 | GB/T 36654-2018 | 5.6 | 5.6 |  |  |  |  | 2018.06 | 7 | 574-503,574-502,574-504,574-507
[5 empty] | 占用带宽 | Occupied bandwidth |  | 031710 |  | 76GHz车辆无线电设备射频指标技术要求及测试方法 | RF technical requirements and test methods for 76GHz vehicle radio equipment | GB/T 36654-2018 | GB/T 36654-2018 | 5.7 | 5.7 |  |  |  |  | 2018.06 | 7 | 574-503,574-502,574-504,574-507
[5 empty] | 发射机杂散发射 | Transmitter spurious emission |  | 031710 |  | 76GHz车辆无线电设备射频指标技术要求及测试方法 | RF technical requirements and test methods for 76GHz vehicle radio equipment | GB/T 36654-2018 | GB/T 36654-2018 | 5.8 | 5.8 |  |  |  |  | 2018.06 | 7 | 574-503,574-502,574-504,574-507
[5 empty] | 接收机杂散发射 | Receiver spurious emission |  | 031710 |  | 76GHz车辆无线电设备射频指标技术要求及测试方法 | RF technical requirements and test methods for 76GHz vehicle radio equipment | GB/T 36654-2018 | GB/T 36654-2018 | 5.9 | 5.9 |  |  |  |  | 2018.06 | 7 | 574-503,574-502,574-504,574-507
15 | 客车应急锤 | Bus emergency hammer |  | N | 一般要求 | general requirements |  | 031706 |  | 客车应急锤 | Bus emergency hammer | QC/T 1048-2016 | QC/T 1048-2016 | 4.1 | 4.1 | [5 empty] | / | 573-599,JMP-009-5,JMC-173-1,JML-312-1,D572-128,572-041,570-075,570-115
[5 empty] | 尺寸及质量 | Size and weight |  | 031706 |  | 客车应急锤 | Bus emergency hammer | QC/T 1048-2016 | QC/T 1048-2016 | 4.2 | 4.2 | [5 empty] | / | JMC-173-1,573-396
[5 empty] | 安装要求 | Installation |  | 031706 |  | 客车应急锤 | Bus emergency hammer | QC/T 1048-2016 | QC/T 1048-2016 | 4.3 | 4.3 | [5 empty] | / | D571-362
[5 empty] | 耐温性能 | Temperature resistance |  | 031706 |  | 客车应急锤 | Bus emergency hammer | QC/T 1048-2016 | QC/T 1048-2016 | 4.4 | 4.4 | [5 empty] | / | 572-041
[5 empty] | 低温抗跌落 | Low Temperature Drop Resistance |  | 031706 |  | 客车应急锤 | Bus emergency hammer | QC/T 1048-2016 | QC/T 1048-2016 | 4.5 | 4.5 | [5 empty] | / | 572-041,D571-362
15 | 机动车喇叭 |  |  | N | 一般要求试验 |  |  | 13704 |  | 机动车用喇叭的性能要求及试验方法 | Performance requirements and test methods of horn for motor vehicles | GB15742-2019 | GB15742-2019 | [6 empty] | 2001 | 100 | 579-012,578-031,D571-362,574-161,574-112
[5 empty] | 声压级试验 |  |  | 13704 |  | 机动车用喇叭的性能要求及试验方法 | Performance requirements and test methods of horn for motor vehicles | GB15742-2019 | GB15742-2019 | [6 empty] | 2001 | 100 | 579-012,578-031,D571-362,574-161,574-112
[5 empty] | 耐久性试验 |  |  | 13704 |  | 机动车用喇叭的性能要求及试验方法 | Performance requirements and test methods of horn for motor vehicles | GB15742-2019 | GB15742-2019 | [6 empty] | 2001 | 100 | 579-012,578-031,579-011,D571-362,574-161,574-112
15 | 汽车及挂车前位灯、后位灯、示廓灯和制动灯 | front and rear position lamps,end-outline marker lamps and stop lamps for vehicles and their trailers |  | Y | 色度 | Colour |  | 031709 |  | 汽车及挂车前位灯、后位灯、示廓灯和制动灯配光性能 | Photometric characteristics of front and rear position lamps,end-outline marker lamps and stop lamps for vehicles and their trailers | GB5920-2019 | GB5920-2019 | [8 empty] | 577-033
[5 empty] | 配光性能 | Photometric characteristic |  | 031709 |  | 汽车及挂车前位灯、后位灯、示廓灯和制动灯配光性能 | Photometric characteristics of front and rear position lamps,end-outline marker lamps and stop lamps for vehicles and their trailers | GB5920-2019 | GB5920-2019 | [8 empty] | 577-033,577-045
15 | 机动车昼间行驶灯 | Daytime running lamps for power driven vehicles |  | Y | 色度 | Colour |  | 031709 |  | 机动车昼间行驶灯配光性能 | Photometric characteristics of daytime running lamps for power driven vehicles | GB23255-2019 | GB23255-2019 | [8 empty] | 577-033
[5 empty] | 配光性能 | Photometric characteristic |  | 031709 |  | 机动车昼间行驶灯配光性能 | Photometric characteristics of daytime running lampsfor power driven vehicles | GB23255-2019 | GB23255-2019 | [8 empty] | 577-033,577-045
15 | 混合动力电动汽车 | Hybrid electric vehic |  | N | 侧面碰撞乘员保护 | The protection of the occupants in the event of a lateral collision |  | 031708 |  | 汽车侧面碰撞的乘员保护 | The protection of the occupants in the event of a lateral collision | GB 20071－2006 | GB 20071－2006 | [6 empty] | 2007 | 200 | 573-190,577-034,579-096,573-317,579-031,579-089,D573-273,JMD-089-26,D572-154,D571-371,D573-274,D576-030,573-250,573-201
15 | 混合动力电动汽车 | Electric vehicle |  | N | 侧面柱碰撞乘员保护 | The protection of the occupants in the event of a lateral pole collision |  | 031708 |  | 汽车侧面柱碰撞的乘员保护 | The protection of the occupants in the event of a lateral pole collision | GB/T 37337-2019 | GB/T 37337-2019 | [6 empty] | 2019 | 1 | 573-190,577-034,579-096,573-317,579-031,579-089,D573-273,JMD-089-26,D572-154,D571-371,D573-274,D576-030,573-250,573-220
15 | 混合动力电动汽车 | Electric vehicle |  | N | 后碰撞燃油系统安全要求 | The requirements of fuel system safety in the event of rear-end collision |  | 031708 |  | 乘用车后碰撞燃油系统安全要求 | The requirements of fuel system safety in the event of rear-end collision for passenger car | GB 20072-2006 | GB 20072-2006 | [6 empty] | 2007 | 100 | 573-190,577-034,579-096,573-317,D573-273,JMD-089-26,D572-154,D571-371,D573-274,D576-030,573-202
16 | 转向机构（伤害） | Steering gear(protecting injure) |  | Y | 人体上身模块撞击试验 | Body block impact |  | 031706 | Y | 防止汽车转向机构对驾驶员伤害的规定 | The stipulation protecting drivers from being injured by motor vehicle steering mechanism | GB 11557-2011 | GB 11557-2011 | 4.2 | 4.2 | [5 empty] | 1 | 573-170,573-510,JMC-089-2
[10 empty] | 关于就碰撞中防止转向机构伤害驾驶员方面批准车辆的统一规定 | Uniform provisions concerning the approval of vehicles with regard to the protection of the driver against the steering mechanism in the event of impact. 03 Series Revision 3 | ECE R12 | ECE R12 | 5.2 | 5.2 | [5 empty] | 40 | 573-170,573-510,JMC-089-2
[10 empty] | 转向管柱 | Steering Column | ADR 10/02 | ADR 10/02 | Appendix A 5.2 | Appendix A 5.2 | [5 empty] | 1 | 573-170,573-510,JMC-089-2
[10 empty] | 驾驶员免受转向控制系统伤害的碰撞保护 | Impact protection for the driver from the steering control system | FMVSS 203 | FMVSS 203 | S5 | S5 | [5 empty] | 1 | 573-170,573-510,JMC-089-2
[10 empty] | 在机动车辆内饰件（发生碰撞时转向机构的性能）方面协调统一各成员国法律的理事会指令 | Council Directive on the approximation of the laws of the Member States relating to the behavior of the steering mechanism in the event of an impact | 74/297/EEC | 74/297/EEC | AnnexⅠ5.2 | AnnexⅠ5.2 | [5 empty] | 40 | 573-170,573-510,JMC-089-2
[10 empty] | 转向控制系驾驶人碰撞保护 | Impact protection for the driver from the steering control system | 车辆安全检测基准44 | 车辆安全检测基准44 | 3.1.1 4.2.1 4.4.1 | 3.1.1 4.2.1 4.4.1 | [5 empty] | 1 | 573-170,573-510,JMC-089-2
[5 empty] | 人体头型撞击试验 | Head impact |  | 031706 | Y | 防止汽车转向机构对驾驶员伤害的规定 | The stipulation protecting drivers from being injured by motor vehicle steering mechanism | GB 11557-2011 | GB 11557-2011 | 4.3 | 4.3 | [5 empty] | 1 | 573-170,573-510,JMC-089-2
[10 empty] | 关于就碰撞中防止转向机构伤害驾驶员方面批准车辆的统一规定 | Uniform provisions concerning the approval of vehicles with regard to the protection of the driver against the steering mechanism in the event of impact. 03 Series Revision 3 | ECE R12 | ECE R12 | 5.3 | 5.3 | [5 empty] | 2 | 573-170,573-510,JMC-089-2
[10 empty] | 转向管柱 | Steering Column | ADR 10/02 | ADR 10/02 | Appendix A 5.3 | Appendix A 5.3 | [5 empty] | 2 | 573-170,573-510,JMC-089-2
[10 empty] | 在机动车辆内饰件（发生碰撞时转向机构的性能）方面协调统一各成员国法律的理事会指令 | The stipulation protecting drivers from being injured by motor vehicle steering mechanism | 74/297/EEC | 74/297/EEC | AnnexⅠ5.3 | AnnexⅠ5.3 | [5 empty] | 1 | 573-170,573-510,JMC-089-2
[10 empty] | 转向控制系驾驶人碰撞保护 | Impact protection for the driver from the steering control system | 车辆安全检测基准44 | 车辆安全检测基准44 | 3.1.2 4.2.2 4.4.1 | 3.1.2 4.2.2 4.4.1 | [5 empty] | 1 | 573-170,573-510,JMC-089-2
[5 empty] | 安装要求 | Design, construction and fitting |  | 031706 | Y | 关于就碰撞中防止转向机构伤害驾驶员方面批准车辆的统一规定 | Uniform provisions concerning the approval of vehicles with regard to the protection of the driver against the steering mechanism in the event of impact. 03 Series Revision 3 | ECE R12 | ECE R12 | 5.4 | 5.4 | [5 empty] | 2 | JMC-089-2
[10 empty] | 转向管柱 | Steering Column | ADR 10/02 | ADR 10/02 | Appendix A 5.4 | Appendix A 5.4 | [5 empty] | 2 | JMC-089-2
[10 empty] | 转向控制系驾驶人碰撞保护 | Impact protection for the driver from the steering control system | 车辆安全检测基准44 | 车辆安全检测基准44 | 4.1 | 4.1 | [5 empty] | 1 | JMC-089-2
16 | 防盗装置 | Device to prevent unauthorized use |  | Y | 一般要求 | General specifications |  | 031707 |  | 关于就防盗保护方面批准机动车辆的统一规定 | Uniform Provisions Concerning The Approval Of Motor Vehicles With Regard To Their Protection Against Unauthorized Use | ECE R18 | ECE R18 | 5 | 5 | 只测安装检查项、转向锁和换挡机构试验项目 | Accredited only for Inspection installation、Steering lock、gear shift control test items |  |  |  | 5 | 573-270
[10 empty] | 防盗锁 | Anti-Theft Lock | ADR 25/02 | ADR 25/02 | 5 | 5 | 只测安装检查项、转向锁和换挡机构试验项目 | Accredited only for Inspection installation、Steering lock、gear shift control test items |  |  |  | 1 | 573-270
[10 empty] | 关于机动车辆防盗保护的统一技术规定 | Anti-theft and alarm systems | ECE R116 | ECE R116 | 5 | 5 | 只测安装检查项、转向锁和换挡机构试验项目 | Accredited only for Inspection installation、Steering lock、gear shift control test items |  |  |  | 5 | 573-270
[10 empty] | 汽车防盗装置 | Protective devices against unauthorized use of motor vehicles | GB 15740-2006 | GB 15740-2006 | 3,5 | 3,5 | 只测安装检查项、转向锁和换挡机构试验项目 | Accredited only for Inspection installation、Steering lock、gear shift control test items |  |  |  | 20 | 573-270
[5 empty] | 特殊要求 | Particular specifications |  | 031707 |  | 关于就防盗保护方面批准机动车辆的统一规定 | Uniform Provisions Concerning The Approval Of Motor Vehicles With Regard To Their Protection Against Unauthorized Use | ECE R18 | ECE R18 | 6 | 6 | 只测安装检查项、转向锁和换挡机构试验项目 | Accredited only for Inspection installation、Steering lock、gear shift control test items |  |  |  | 5 | 573-270
[10 empty] | 防盗锁 | Anti-Theft Lock | ADR 25/02 | ADR 25/02 | 6 | 6 | 只测安装检查项、转向锁和换挡机构试验项目 | Accredited only for Inspection installation、Steering lock、gear shift control test items |  |  |  | 1 | 573-270
[10 empty] | 关于机动车辆防盗保护的统一技术规定 | Anti-theft and alarm systems | ECE R116 | ECE R116 | 6 | 6 | 只测安装检查项、转向锁和换挡机构试验项目 | Accredited only for Inspection installation、Steering lock、gear shift control test items |  |  |  | 5 | 573-270
[10 empty] | 汽车防盗装置 | Protective devices against unauthorized use of motor vehicles | GB 15740-2006 | GB 15740-2006 | 4 | 4 | 只测安装检查项、转向锁和换挡机构试验项目 | Accredited only for Inspection installation、Steering lock、gear shift control test items |  |  |  | 20 | 573-270
[5 empty] | 附加设备 | Devices provided additionally |  | 031707 |  | 关于就防盗保护方面批准机动车辆的统一规定 | Uniform Provisions Concerning The Approval Of Motor Vehicles With Regard To Their Protection Against Unauthorized Use | ECE R18 | ECE R18 | 11 | 11 | 只测安装检查项、转向锁和换挡机构试验项目 | Accredited only for Inspection installation、Steering lock、gear shift control test items |  |  |  | 5
[10 empty] | 防盗锁 | Anti-Theft Lock | ADR 25/02 | ADR 25/02 | 11 | 11 | 只测安装检查项、转向锁和换挡机构试验项目 | Accredited only for Inspection installation、Steering lock、gear shift control test items |  |  |  | 1 | 573-270
[10 empty] | 关于机动车辆防盗保护的统一技术规定 | Anti-theft and alarm systems | ECE R116 | ECE R116 | 11 | 11 | 只测安装检查项、转向锁和换挡机构试验项目 | Accredited only for Inspection installation、Steering lock、gear shift control test items |  |  |  | 5 | 573-270
[10 empty] | 汽车防盗装置 | Protective devices against unauthorized use of motor vehicles | GB 15740-2006 | GB 15740-2006 | 7 | 7 | 只测安装检查项、转向锁和换挡机构试验项目 | Accredited only for Inspection installation、Steering lock、gear shift control test items |  |  |  | 20 | 573-270
16 | 汽车用离合器面片 | Clutch facings |  | Y | 外观质量检查 | Appearance quality check |  | 031707 | Y | 汽车用离合器面片 | Clutch facings for automobiles | GB/T 5764-2011 | GB/T 5764-2011 | 6.1 | 6.1 | [5 empty] | 0
[5 empty] | 尺寸测量 | Dimension measurement |  | 031707 | Y | 汽车用离合器面片 | Clutch facings for automobiles | GB/T 5764-2011 | GB/T 5764-2011 | 6.2 | 6.2 | [5 empty] | 0 | D571-074,D571-047
[5 empty] | 平面度的测定 | Determination of flatness |  | 031707 | Y | 汽车用离合器面片 | Clutch facings for automobiles | GB/T 5764-2011 | GB/T 5764-2011 | 6.3 | 6.3 | [5 empty] | 0 | JMC-243-01
[5 empty] | 摩擦性能试验 | Friction performance test |  | 031707 | Y | 汽车用离合器面片 | Clutch facings for automobiles | GB/T 5764-2011 | GB/T 5764-2011 | 6.4 | 6.4 | [5 empty] | 0 | 573-210,D571-047
[5 empty] | 弯曲性能试验 | Flexural performance test |  | 031707 | Y | 汽车用离合器面片 | Clutch facings for automobiles | GB/T 5764-2011 | GB/T 5764-2011 | 6.5 | 6.5 | [5 empty] | 0 | D571-047,D571-074,573-172
16 | 制动软管 | Brake hose |  | Y | 缩颈后的内孔通过量 | Inner bore throughout after constriction test |  | 050804 | Y | 制动软管的结构、性能要求及试验方法 | Brake hose—Structure performance and test methods | GB 16897-2010 | GB 16897-2010 | 5.3.1 | 5.3.1 | [5 empty] | 5 | D571-174
[10 empty] | 制动软管的结构、性能要求及试验方法 | Brake hose—Structure performance and test methods | GB 16897-2010 | GB 16897-2010 | 6.3.1 | 6.3.1 | [5 empty] | 5 | JMC-216-2
[10 empty] | 制动软管的结构、性能要求及试验方法 | Brake hose—Structure performance and test methods | GB 16897-2010 | GB 16897-2010 | 7.2.1 | 7.2.1 | [5 empty] | 5 | JMC-216-3
[5 empty] | 最大膨胀量 | Maximum Expansion test |  | 050804 | Y | 制动软管的结构、性能要求及试验方法 | Brake hose—Structure performance and test methods | GB 16897-2010 | GB 16897-2010 | 5.3.2 | 5.3.2 | [5 empty] | 5 | 573-283,D571-180,D571-362
[5 empty] | 爆裂强度 | Burst strength test |  | 050804 | Y | 制动软管的结构、性能要求及试验方法 | Brake hose—Structure performance and test methods | GB 16897-2010 | GB 16897-2010 | 5.3.3 | 5.3.3 | [5 empty] | 5 | 573-284
[10 empty] | 制动软管的结构、性能要求及试验方法 | Brake hose—Structure performance and test methods | GB 16897-2010 | GB 16897-2010 | 6.3.4 | 6.3.4 | [5 empty] | 5 | 573-284
[10 empty] | 制动软管的结构、性能要求及试验方法 | Brake hose—Structure performance and test methods | GB 16897-2010 | GB 16897-2010 | 7.2.3 | 7.2.3 | [5 empty] | 5 | 573-284
[10 empty] | 道路车辆-使用非石油基制动液的液压制动系统的软管总成 | Road Vehicle - Hydraulic Brake Hose Assemblies For Use With Nonpetroleum-Base Hydraulic Fluids | ISO 3996-1995 | ISO 3996-1995 | 7.4 | 7.4 | [5 empty] | 0 | 573-284
[10 empty] | 《汽车部件-使用非石油基制动液的液压制动软管总成》 | Automotive parts-Brake hose assemblies for hydraulic braking systems used with non-petroleum-base brake fluid | JIS D 2601-2006 | JIS D 2601-2006 | 6.5 | 6.5 | [5 empty] | 0 | 573-284
[10 empty] | 道路车辆-使用非石油基制动液的液压制动软管总成 | Vehicle—Hydraulic Brake Hose Assemblies for Use WithNonpetroleum-Base Hydraulic Fluids | SAEJ 1401-2013 | SAEJ 1401-2013 | 4.2.4 | 4.2.4 | [5 empty] | 0 | 573-284
[10 empty] | 道路车辆-使用非石油基制动液的液压制动软管总成 | Vehicle—Hydraulic Brake Hose Assemblies for Use WithNonpetroleum-Base Hydraulic Fluids | SAEJ 1401-2013 | SAEJ 1401-2013 | 4.2.1 | 4.2.1 | [5 empty] | 0 | 573-284
[10 empty] | 道路车辆-使用非石油基制动液的液压制动系统的软管总成 | Road Vehicle - Hydraulic Brake Hose Assemblies For Use With Nonpetroleum-Base Hydraulic Fluids | ISO 3996-1995 | ISO 3996-1995 | 7.1 | 7.1 | [5 empty] | 0 | 573-284
[5 empty] | 制动液相容性 | Brake fluid compatibility |  | 050804 | Y | 制动软管的结构、性能要求及试验方法 | Brake hose—Structure performance and test methods | GB 16897-2010 | GB 16897-2010 | 5.3.4 | 5.3.4 | [5 empty] | 5 | 570-060,D571-174,573-284
[10 empty] | 道路车辆-使用非石油基制动液的液压制动系统的软管总成 | Road Vehicle - Hydraulic Brake Hose Assemblies For Use With Nonpetroleum-Base Hydraulic Fluids | ISO 3996-1995 | ISO 3996-1995 | 7.5 | 7.5 | [5 empty] | 0 | 570-060,D571-174,573-284
[10 empty] | 《汽车部件-使用非石油基制动液的液压制动软管总成》 | Automotive parts-Brake hose assemblies for hydraulic braking systems used with non-petroleum-base brake fluid | JIS D 2601-2006 | JIS D 2601-2006 | 6.6 | 6.6 | [5 empty] | 0 | 570-060,D571-174,573-284
[10 empty] | 道路车辆-使用非石油基制动液的液压制动软管总成 | Vehicle—Hydraulic Brake Hose Assemblies for Use WithNonpetroleum-Base Hydraulic Fluids | SAEJ 1401-2013 | SAEJ 1401-2013 | 4.2.5 | 4.2.5 | [5 empty] | 0 | 570-060,D571-174,573-284
[5 empty] | 屈挠疲劳 | Flexure fatigue test |  | 050804 | Y | 制动软管的结构、性能要求及试验方法 | Brake hose—Structure performance and test methods | GB 16897-2010 | GB 16897-2010 | 5.3.5 | 5.3.5 | [5 empty] | 5 | 571-071,D571-180
[10 empty] | 《汽车部件-使用非石油基制动液的液压制动软管总成》 | Automotive parts-Brake hose assemblies for hydraulic braking systems used with non-petroleum-base brake fluid | JIS D 2601-2006 | JIS D 2601-2006 | 6.7 | 6.7 | [5 empty] | 0 | 571-071,D571-180
[10 empty] | 道路车辆-使用非石油基制动液的液压制动软管总成 | Vehicle—Hydraulic Brake Hose Assemblies for Use WithNonpetroleum-Base Hydraulic Fluids | SAEJ 1401-2013 | SAEJ 1401-2013 | 4.2.6 | 4.2.6 | [5 empty] | 0 | 571-071,D571-180
[5 empty] | 抗拉强度 | tensile test |  | 050804 | Y | 制动软管的结构、性能要求及试验方法 | Brake hose—Structure performance and test methods | GB 16897-2010 | GB 16897-2010 | 5.3.6 | 5.3.6 | [5 empty] | 5 | 573-107,573-172
[10 empty] | 制动软管的结构、性能要求及试验方法 | Brake hose—Structure performance and test methods | GB 16897-2010 | GB 16897-2010 | 6.3.5 | 6.3.5 | [5 empty] | 5 | 573-107,573-172
[10 empty] | 《汽车部件-使用非石油基制动液的液压制动软管总成》 | Automotive parts-Brake hose assemblies for hydraulic braking systems used with non-petroleum-base brake fluid | JIS D 2601-2006 | JIS D 2601-2006 | 6.8 | 6.8 | [5 empty] | 0 | 573-107,573-172
[10 empty] | 道路车辆-使用非石油基制动液的液压制动系统的软管总成 | Road Vehicle - Hydraulic Brake Hose Assemblies For Use With Nonpetroleum-Base Hydraulic Fluids | ISO 3996-1995 | ISO 3996-1995 | 7.7 | 7.7 | [5 empty] | 0 | 573-107,573-172
[5 empty] | 吸水性 | Water absorbability |  | 050804 | Y | 制动软管的结构、性能要求及试验方法 | Brake hose—Structure performance and test methods | GB 16897-2010 | GB 16897-2010 | 5.3.7 | 5.3.7 | [5 empty] | 5 | 573-284,571-071,D571-180,573-107,573-172
[10 empty] | 道路车辆-使用非石油基制动液的液压制动软管总成 | Vehicle—Hydraulic Brake Hose Assemblies for Use WithNonpetroleum-Base Hydraulic Fluids | SAEJ 1401-2013 | SAEJ 1401-2013 | 4.2.11 | 4.2.11 | [5 empty] | 0 | 573-284,571-071,D571-180,573-107,573-172
[10 empty] | 《汽车部件-使用非石油基制动液的液压制动软管总成》 | Automotive parts-Brake hose assemblies for hydraulic braking systems used with non-petroleum-base brake fluid | JIS D 2601-2006 | JIS D 2601-2006 | 6.9 | 6.9 | [5 empty] | 0 | 573-284,571-071,D571-180,573-107,573-172
[10 empty] | 道路车辆-使用非石油基制动液的液压制动系统的软管总成 | Road Vehicle - Hydraulic Brake Hose Assemblies For Use With Nonpetroleum-Base Hydraulic Fluids | ISO 3996-1995 | ISO 3996-1995 | 7.8 | 7.8 | [5 empty] | 0 | 573-284,571-071,D571-180,573-107,573-172
[5 empty] | 耐寒性 | Cold resistance |  | 050804 | Y | 制动软管的结构、性能要求及试验方法 | Brake hose—Structure performance and test methods | GB 16897-2010 | GB 16897-2010 | 5.3.8 | 5.3.8 | [5 empty] | 5 | 572-041
[10 empty] | 制动软管的结构、性能要求及试验方法 | Brake hose—Structure performance and test methods | GB 16897-2010 | GB 16897-2010 | 6.3.8 | 6.3.8 | [5 empty] | 5 | 572-041
[10 empty] | 制动软管的结构、性能要求及试验方法 | Brake hose—Structure performance and test methods | GB 16897-2010 | GB 16897-2010 | 7.2.7 | 7.2.7 | [5 empty] | 5 | 572-041
[5 empty] | 耐热性 | Heat resistance |  | 050804 | Y | 制动软管的结构、性能要求及试验方法 | Brake hose—Structure performance and test methods | GB 16897-2010 | GB 16897-2010 | 6.3.7 | 6.3.7 | [5 empty] | 5 | 570-060
[10 empty] | 制动软管的结构、性能要求及试验方法 | Brake hose—Structure performance and test methods | GB 16897-2010 | GB 16897-2010 | 7.2.6 | 7.2.6 | [5 empty] | 5 | 570-060
[5 empty] | 耐臭氧性 | Ozone resistance |  | 050804 | Y | 制动软管的结构、性能要求及试验方法 | Brake hose—Structure performance and test methods | GB 16897-2010 | GB 16897-2010 | 5.3.9 | 5.3.9 | [5 empty] | 5 | 570-059,570-106
[10 empty] | 制动软管的结构、性能要求及试验方法 | Brake hose—Structure performance and test methods | GB 16897-2010 | GB 16897-2010 | 6.3.11 | 6.3.11 | [5 empty] | 5 | 570-059,570-106
[10 empty] | 制动软管的结构、性能要求及试验方法 | Brake hose—Structure performance and test methods | GB 16897-2010 | GB 16897-2010 | 7.2.8 | 7.2.8 | [5 empty] | 5 | 570-059,570-106
[10 empty] | 道路车辆-使用非石油基制动液的液压制动软管总成 | Vehicle—Hydraulic Brake Hose Assemblies for Use WithNonpetroleum-Base Hydraulic Fluids | SAEJ 1401-2013 | SAEJ 1401-2013 | 4.2.9 | 4.2.9 | [5 empty] | 0 | 570-059,570-106
[10 empty] | 道路车辆-使用非石油基制动液的液压制动系统的软管总成 | Road Vehicle - Hydraulic Brake Hose Assemblies For Use With Nonpetroleum-Base Hydraulic Fluids | ISO 3996-1995 | ISO 3996-1995 | 7.10 | 7.10 | [5 empty] | 0 | 570-059,570-106
[5 empty] | 耐高温脉冲性 | Hot Impulse test |  | 050804 | Y | 制动软管的结构、性能要求及试验方法 | Brake hose—Structure performance and test methods | GB 16897-2010 | GB 16897-2010 | 5.3.10 | 5.3.10 | [5 empty] | 5 | 579-072,573-284
[5 empty] | 接头的耐腐蚀性 | Corrosion resistance of joint |  | 050804 | Y | 制动软管的结构、性能要求及试验方法 | Brake hose—Structure performance and test methods | GB 16897-2010 | GB 16897-2010 | 5.3.11 | 5.3.11 | [5 empty] | 5 | 570-062,570-091
[10 empty] | 制动软管的结构、性能要求及试验方法 | Brake hose—Structure performance and test methods | GB 16897-2010 | GB 16897-2010 | 6.3.13 | 6.3.13 | [5 empty] | 5 | 570-062,570-091
[10 empty] | 制动软管的结构、性能要求及试验方法 | Brake hose—Structure performance and test methods | GB 16897-2010 | GB 16897-2010 | 7.2.11 | 7.2.11 | [5 empty] | 5 | 570-062,570-091
[5 empty] | 气密性 | Leakage |  | 050804 | Y | 制动软管的结构、性能要求及试验方法 | Brake hose—Structure performance and test methods | GB 16897-2010 | GB 16897-2010 | 6.3.2 | 6.3.2 | [5 empty] | 2 | D591-015,573-206,D576-012
[5 empty] | 长度变化率 | Length change rate |  | 050804 | Y | 制动软管的结构、性能要求及试验方法 | Brake hose—Structure performance and test methods | GB 16897-2010 | GB 16897-2010 | 6.3.3 | 6.3.3 | [5 empty] | 2 | JML-244-2,D571-362,D576-012
[5 empty] | 粘合强度 | Bonding strength |  | 050804 | Y | 制动软管的结构、性能要求及试验方法 | Brake hose—Structure performance and test methods | GB 16897-2010 | GB 16897-2010 | 6.3.6 | 6.3.6 | [5 empty] | 2 | 573-107,573-172
[5 empty] | 粘合强度 | Bonding strength |  | 050804 | Y | 制动软管的结构、性能要求及试验方法 | Brake hose—Structure performance and test methods | GB 16897-2010 | GB 16897-2010 | 7.2.5 | 7.2.5 | [5 empty] | 2 | 573-107,573-172
[5 empty] | 耐3#标准油体积变化率 | 3# standard oil volume change rate |  | 050804 | Y | 制动软管的结构、性能要求及试验方法 | Brake hose—Structure performance and test methods | GB 16897-2010 | GB 16897-2010 | 6.3.9 | 6.3.9 | [5 empty] | 2 | 796-009,573-143
[5 empty] | 耐水后的抗拉强度 | Tensile strength after water resistance |  | 050804 | Y | 制动软管的结构、性能要求及试验方法 | Brake hose—Structure performance and test methods | GB 16897-2010 | GB 16897-2010 | 6.3.10 | 6.3.10 | [5 empty] | 2 | 573-172
[5 empty] | 耐氯化锌性 | Resistance to zinc chloride |  | 050804 | Y | 制动软管的结构、性能要求及试验方法 | Brake hose—Structure performance and test methods | GB 16897-2010 | GB 16897-2010 | 6.3.12 | 6.3.12 | [5 empty] | 2
[5 empty] | 耐负压后外径变化量 | Change of outside diameter after negative pressure |  | 050804 | Y | 制动软管的结构、性能要求及试验方法 | Brake hose—Structure performance and test methods | GB 16897-2010 | GB 16897-2010 | 7.2.2 | 7.2.2 | [5 empty] | 2 | 573-208,D571-101,D576-012
[5 empty] | 耐弯曲性外径变化量 | Resistance to bending |  | 050804 | Y | 制动软管的结构、性能要求及试验方法 | Brake hose—Structure performance and test methods | GB 16897-2010 | GB 16897-2010 | 7.2.4 | 7.2.4 | [5 empty] | 2 | D571-101
[5 empty] | 耐燃料性 | Fuel resistance |  | 050804 | Y | 制动软管的结构、性能要求及试验方法 | Brake hose—Structure performance and test methods | GB 16897-2010 | GB 16897-2010 | 7.2.9 | 7.2.9 | [5 empty] | 2 | JMC-216-3,573-208,D571-101,D576-012
[5 empty] | 耐变形性 | Resistance to deformation |  | 050804 | Y | 制动软管的结构、性能要求及试验方法 | Brake hose—Structure performance and test methods | GB 16897-2010 | GB 16897-2010 | 7.2.10 | 7.2.10 | [5 empty] | 2 | 573-107,573-172
[5 empty] | 耐压试验 | pressure test |  | 050804 | Y | 《汽车部件-使用非石油基制动液的液压制动软管总成》 | Automotive parts-Brake hose assemblies for hydraulic braking systems used with non-petroleum-base brake fluid | JIS D 2601-2006 | JIS D 2601-2006 | 6.1 | 6.1 | [5 empty] | 2 | 573-284
[5 empty] | 缩颈试验 | Constriction test |  | 050804 | Y | 道路车辆-使用非石油基制动液的液压制动软管总成 | Vehicle—Hydraulic Brake Hose Assemblies for Use WithNonpetroleum-Base Hydraulic Fluids | SAEJ 1401-2013 | SAEJ 1401-2013 | 4.2.2 | 4.2.2 | [5 empty] | 2 | D571-174
[10 empty] | 《汽车部件-使用非石油基制动液的液压制动软管总成》 | Automotive parts-Brake hose assemblies for hydraulic braking systems used with non-petroleum-base brake fluid | JIS D 2601-2006 | JIS D 2601-2006 | 6.3 | 6.3 | [5 empty] | 0 | D571-174
[10 empty] | 道路车辆-使用非石油基制动液的液压制动系统的软管总成 | Road Vehicle - Hydraulic Brake Hose Assemblies For Use With Nonpetroleum-Base Hydraulic Fluids | ISO 3996-1995 | ISO 3996-1995 | 7.2 | 7.2 | [5 empty] | 0 | D571-174
[5 empty] | 膨胀试验 | Expansion test |  | 050804 | Y | 道路车辆-使用非石油基制动液的液压制动软管总成 | Vehicle—Hydraulic Brake Hose Assemblies for Use WithNonpetroleum-Base Hydraulic Fluids | SAEJ 1401-2013 | SAEJ 1401-2013 | 4.2.3 | 4.2.3 | [5 empty] | 0 | 573-283,D571-180,D571-362
[10 empty] | 《汽车部件-使用非石油基制动液的液压制动软管总成》 | Automotive parts-Brake hose assemblies for hydraulic braking systems used with non-petroleum-base brake fluid | JIS D 2601-2006 | JIS D 2601-2006 | 6.4 | 6.4 | [5 empty] | 0 | 573-283,D571-180,D571-362
[10 empty] | 道路车辆-使用非石油基制动液的液压制动系统的软管总成 | Road Vehicle - Hydraulic Brake Hose Assemblies For Use With Nonpetroleum-Base Hydraulic Fluids | ISO 3996-1995 | ISO 3996-1995 | 7.3 | 7.3 | [5 empty] | 0 | 573-283,D571-180,D571-362
[5 empty] | 拉伸强度试验 | Tensile strength test |  | 050804 | Y | 道路车辆-使用非石油基制动液的液压制动软管总成 | Vehicle—Hydraulic Brake Hose Assemblies for Use WithNonpetroleum-Base Hydraulic Fluids | SAEJ 1401-2013 | SAEJ 1401-2013 | 4.2.7 | 4.2.7 | [5 empty] | 0 | 573-107,573-172
[5 empty] | 动态臭氧试验 | Dynamic Ozone test |  | 050804 | Y | 《汽车部件-使用非石油基制动液的液压制动软管总成》 | Automotive parts-Brake hose assemblies for hydraulic braking systems used with non-petroleum-base brake fluid | JIS D 2601-2006 | JIS D 2601-2006 | 6.11 | 6.11 | [5 empty] | 0 | D591-014,570-059,570-106
[10 empty] | 道路车辆-使用非石油基制动液的液压制动软管总成 | Vehicle—Hydraulic Brake Hose Assemblies for Use WithNonpetroleum-Base Hydraulic Fluids | SAEJ 1401-2013 | SAEJ 1401-2013 | 4.2.13 | 4.2.13 | [5 empty] | 0 | D591-014,570-059,570-106
[5 empty] | 盐雾试验 | Corrosion resistance |  | 050804 | Y | 道路车辆-使用非石油基制动液的液压制动软管总成 | Vehicle—Hydraulic Brake Hose Assemblies for Use WithNonpetroleum-Base Hydraulic Fluids | SAEJ 1401-2013 | SAEJ 1401-2013 | 4.2.10 | 4.2.10 | [5 empty] | 0 | 570-062,570-091
[10 empty] | 《汽车部件-使用非石油基制动液的液压制动软管总成》 | Automotive parts-Brake hose assemblies for hydraulic braking systems used with non-petroleum-base brake fluid | JIS D 2601-2006 | JIS D 2601-2006 | 6.13 | 6.13 | [5 empty] | 0 | 570-062,570-091
[10 empty] | 道路车辆-使用非石油基制动液的液压制动系统的软管总成 | Road Vehicle - Hydraulic Brake Hose Assemblies For Use With Nonpetroleum-Base Hydraulic Fluids | ISO 3996-1995 | ISO 3996-1995 | 7.11 | 7.11 | [5 empty] | 0 | 570-062,570-091
[5 empty] | 冷弯试验 | cold bend test |  | 050804 | Y | 道路车辆-使用非石油基制动液的液压制动软管总成 | Vehicle—Hydraulic Brake Hose Assemblies for Use WithNonpetroleum-Base Hydraulic Fluids | SAEJ 1401-2013 | SAEJ 1401-2013 | 4.2.8 | 4.2.8 | [5 empty] | 0 | 572-041
[10 empty] | 《汽车部件-使用非石油基制动液的液压制动软管总成》 | Automotive parts-Brake hose assemblies for hydraulic braking systems used with non-petroleum-base brake fluid | JIS D 2601-2006 | JIS D 2601-2006 | 6.10 | 6.10 | [5 empty] | 0 | 572-041
[10 empty] | 道路车辆-使用非石油基制动液的液压制动系统的软管总成 | Road Vehicle - Hydraulic Brake Hose Assemblies For Use With Nonpetroleum-Base Hydraulic Fluids | ISO 3996-1995 | ISO 3996-1995 | 7.9 | 7.9 | [5 empty] | 0 | 572-041
[5 empty] | 热冲击试验 | Hot Impulse test |  | 050804 | Y | 《汽车部件-使用非石油基制动液的液压制动软管总成》 | Automotive parts-Brake hose assemblies for hydraulic braking systems used with non-petroleum-base brake fluid | JIS D 2601-2006 | JIS D 2601-2006 | 6.12 | 6.12 | [5 empty] | 0 | 579-072,573-284
[10 empty] | 道路车辆-使用非石油基制动液的液压制动软管总成 | Vehicle—Hydraulic Brake Hose Assemblies for Use WithNonpetroleum-Base Hydraulic Fluids | SAEJ 1401-2013 | SAEJ 1401-2013 | 4.2.12 | 4.2.12 | [5 empty] | 0 | 579-072,573-284
[5 empty] | 扭曲试验 | Twist test |  | 050804 | Y | 道路车辆-使用非石油基制动液的液压制动系统的软管总成 | Road Vehicle - Hydraulic Brake Hose Assemblies For Use With Nonpetroleum-Base Hydraulic Fluids | ISO 3996-1995 | ISO 3996-1995 | 7.6 | 7.6 | [5 empty] | 0 | 571-071,D571-180
16 | 汽车用制动器衬片 | Brake linings |  | Y | 外观质量检查 | Appearance quality check |  | 031707 | Y | 汽车用制动器衬片 | Brake lining for automobile | GB 5763-2008 | GB 5763-2008 | 6.1 | 6.1 | [5 empty] | 10
[5 empty] | 尺寸测量 | Dimension measurement |  | 031707 | Y | 汽车用制动器衬片 | Brake lining for automobile | GB 5763-2008 | GB 5763-2008 | 6.2 | 6.2 | [5 empty] | 10 | D571-074,D571-047
[5 empty] | 摩擦性能试验 | Friction performance test |  | 031707 | Y | 汽车用制动器衬片 | Brake lining for automobile | GB 5763-2008 | GB 5763-2008 | 6.3 | 6.3 | [5 empty] | 10 | 573-210,D571-047
[5 empty] | 剪切强度 | Shear strength |  | 031707 |  | 汽车用制动器衬片 | Brake lining for automobile | GB 5763-2008 | GB 5763-2008 | 6.4 | 6.4 | [5 empty] | 10 | 573-312,796-009
[10 empty] | 道路车辆制动衬片盘式制动块总成和鼓式制动蹄总成剪切强度试验方法 | Road vehicle-Brake linings-Sher test procedure for disc brake pad and drum brake shoe assemblies | GB/T22309-2008 | GB/T22309-2008 | [8 empty] | 573-313,796-009,796-010
[5 empty] | 冲击强度试验 | Impact strength test |  | 031707 | Y | 汽车用制动器衬片 | Brake lining for automobile | GB 5763-2008 | GB 5763-2008 | 6.5 | 6.5 | [5 empty] | 0 | 573-314,D571-074,D571-047
[5 empty] | 热膨胀率试验 | Thermal expansion test |  | 031707 | Y | 汽车用制动器衬片 | Brake lining for automobile | GB 5763-2008 | GB 5763-2008 | 6.6 | 6.6 | [5 empty] | 5 | 573-312,D571-047
[5 empty] | 压缩应变 | Compression strain |  | 031707 |  | 汽车用制动器衬片 | Brake lining for automobile | GB 5763-2008 | GB 5763-2008 | 6.7 | 6.7 | [5 empty] | 5 | 573-312,D571-047
[10 empty] | 道路车辆制动衬片压缩应变试验方法 | Road vehicle-Brake linings-Compressive strain test method | GB/T 22311-2008 | GB/T 22311-2008 | [8 empty] | 573-312,D571-048
[5 empty] | 性能要求 | Performance requirement |  | 031707 | Y | 关于批准机动车辆及其挂车用可更替制动衬片总成和鼓式制动衬片的统一规定 | Uniform Provisions Concerning The Approval Of Replacement Brake Lining Assemblies And Drum-Brake Linings For Power-Driven Vehicles And Their Trailers | ECE R90 | ECE R90 | 5.2.1 | 5.2.1 | [5 empty] | 1 | SH/TC-BB-03-02
[5 empty] | 剪切强度 | Shear strength |  | 031707 | Y | 关于批准机动车辆及其挂车用可更替制动衬片总成和鼓式制动衬片的统一规定 | Uniform Provisions Concerning The Approval Of Replacement Brake Lining Assemblies And Drum-Brake Linings For Power-Driven Vehicles And Their Trailers | ECE R90 | ECE R90 | 5.2.2 | 5.2.2 | [5 empty] | 1 | 573-210,796-009
[5 empty] | 压缩率 | Compressibility |  | 031707 | Y | 关于批准机动车辆及其挂车用可更替制动衬片总成和鼓式制动衬片的统一规定 | Uniform Provisions Concerning The Approval Of Replacement Brake Lining Assemblies And Drum-Brake Linings For Power-Driven Vehicles And Their Trailers | ECE R90 | ECE R90 | 5.2.2 | 5.2.2 | [5 empty] | 1 | 573-312,D571-047
[5 empty] | 材料硬度 | Material hardness |  | 031707 | Y | 关于批准机动车辆及其挂车用可更替制动衬片总成和鼓式制动衬片的统一规定 | Uniform Provisions Concerning The Approval Of Replacement Brake Lining Assemblies And Drum-Brake Linings For Power-Driven Vehicles And Their Trailers | ECE R90 | ECE R90 | 5.2.2 | 5.2.2 | [5 empty] | 1 | JML-1604-26,573-598
17 | 机动车喇叭 | Automobile horn |  | Y | 声压级 | sound level |  | 031710 |  | 机动车用喇叭的性能要求及试验方法 | Performance requirements and test methods of horn for motor vehicles | GB15742-2001 | GB15742-2001 | 3.1.2 | 3.1.2 | [5 empty] | 8 | 579-012,578-031
[10 empty] | 《声音警告装置(喇叭)》车辆安全检测基准 | <Audible warning devices>Vehicle Safety Testing Directions | 二十一 | 21 | 3.1.2.1.1,3.2.2.1.1 | 3.1.2.1.1,3.2.2.1.1 | [5 empty] | 1 | 579-012,578-031
[10 empty] | 关于就声响信号方面批准声响报警装置和机动车辆的统一规定 | Uniform provisions concerning the approval of audible warning devices and of motor vehicles with regard to their audible signals | ECE R28 | ECE R28 | 6.2 | 6.2 | [5 empty] | 0 | 579-012,578-031
[5 empty] | 耐久性 | Endurancetests |  | 031710 |  | 机动车用喇叭的性能要求及试验方法 | Performance requirements and test methods of horn for motor vehicles | GB15742-2001 | GB15742-2001 | 3.1.3 | 3.1.3 | [5 empty] | 8 | 579-011,579-012,578-031
[10 empty] | 《声音警告装置(喇叭)》车辆安全检测基准 | <Audible warning devices>Vehicle Safety Testing Directions | 二十一 | 21 | 3.1.2.2,3.2.2.2 | 3.1.2.2,3.2.2.2 | [5 empty] | 1 | 579-011,579-012,578-031
[10 empty] | 关于就声响信号方面批准声响报警装置和机动车辆的统一规定 | Uniform provisions concerning the approval of audible warning devices and of motor vehicles with regard to their audible signals | ECE R28 | ECE R28 | 6.3 | 6.3 | [5 empty] | 0 | 579-011,579-012,578-031
[5 empty] | 一般要求 | General specifications |  | 031710 |  | 机动车用喇叭的性能要求及试验方法 | Performance requirements and test methods of horn for motor vehicles | GB15742-2001 | GB15742-2001 | 3.1.1 | 3.1.1 | [5 empty] | 8 | 579-012
[10 empty] | 《声音警告装置(喇叭)》车辆安全检测基准 | <Audible warning devices>Vehicle Safety Testing Directions | 二十一 | 21 | 3.1.2.1.2,3.2.2.1.2 | 3.1.2.1.2,3.2.2.1.2 | [5 empty] | 1 | 579-012
[10 empty] | 关于就声响信号方面批准声响报警装置和机动车辆的统一规定 | Uniform provisions concerning the approval of audible warning devices and of motor vehicles with regard to their audible signals | ECE R28 | ECE R28 | 6.1 | 6.1 | [5 empty] | 0 | 579-012
18 | 气瓶 | fuel container(s) and/or tank(s) |  | Y | 气瓶安装强度 | The strength of the fuel container(s) and/or tank(s) |  | 031703 |  | 燃气汽车专用装置的安装要求 | Mounting requirement of special equipment for gas vehicle | GB 19239-2013 | GB 19239-2013 | [7 empty] | 30 | 573-327,577-041,579-137,579-144,JMJ-888-755
18 | 汽车零部件（电磁兼容） | Vehicle components（EMC） |  | N | 传导抗扰度（CS） | Conducted susceptibility |  | 121208 |  | 车辆车速限制系统技术要求及试验方法 | Requirements and test methods of speed limitation system for motor vehicles | GB 24545-2019 | GB 24545-2019 | 4.2.6 | 4.2.6 |  |  | 扩项 | Expansion |  | >3 | 574-123,574-353
[5 empty] | 电磁兼容（EMC） | EMC |  | 1211,1212 |  | 不停车收费系统 车载电子单元 | Electronic Toll Collection On board Unit | GB/T 38444-2019 | GB/T 38444-2019 | 4.5.7 | 4.5.7 |  |  | 扩项 | Expansion |  | >3 | 574-221,574-440,574-123,574-353,574-090,574-095,574-138,574-139,574-182,574-181,574-184,574-183,574-216,574-215,574-322,574-436,574-435,574-578,574-579,574-580,574-581,574-662,574-663,574-664,574-665,574-190,574-198,574-124,574-327,574-351,574-520,574-584,574-141,574-192,574-602,574-601,574-600,574-599,574-598,574-597,574-596,574-521,574-586,574-587,574-588,574-589,574-217,574-218,574-392,574-393,574-517,574-518,574-550,574-626,574-603,574-132,574-519,574-605,574-606,574-607,574-604,574-608,574-135,574-209,574-569,574-072,574-125,574-136,574-570,574-572,574-573,574-574,574-577,574-438,574-185,574-146,574-351
[5 empty] | 辐射抗扰度（RS） | Radiated immunity |  | 121212,121211,121210,121209 |  | 车辆车速限制系统技术要求及试验方法 | Requirements and test methods of speed limitation system for motor vehicles | GB 24545-2019 | GB 24545-2019 | 4.2.7 | 4.2.7 |  |  | 扩项 | Expansion |  | >3 | 574-090,574-095,574-138,574-139,574-182,574-181,574-184,574-183,574-216,574-215,574-322,574-436,574-435,574-578,574-579,574-580,574-581,574-662,574-663,574-664,574-665,574-190,574-198,574-124,574-327,574-351,574-520,574-584,574-141,574-192,574-602,574-601,574-600,574-599,574-598,574-597,574-596,574-521,574-586,574-587,574-588,574-589,574-217,574-218,574-392,574-393,574-517,574-518,574-550,574-626,574-603,574-132,574-519,574-605,574-606,574-607,574-604,574-608,574-140,574-122,574-388,574-389,574-390,574-391,574-392,574-393,574-394,574-395,574-396,574-397
[10 empty] | 由窄带辐射电磁能量产生的电磁干扰－零部件测试法 第 2 部分:暗室法 | Road vehicles — Component test methods for electrical disturbances from narrowband radiated electromagnetic energy —Part 2:Absorber-lined shielded enclosure | ISO 11452-2:2019 | ISO 11452-2:2019 | 7~9 | 7~9 | 只测频率范围：20MHz~6GHz | Accredited only for Absorber- lined shielded enclosure (20MHz~6 GHz) | 变更 | Change |  | >500 | 574-090,574-095,574-138,574-139,574-182,574-181,574-184,574-183,574-216,574-215,574-322,574-436,574-435,574-578,574-579,574-580,574-581,574-662,574-663,574-664,574-665,574-190,574-198,574-124,574-327,574-351,574-520,574-584,574-141,574-192,574-602,574-601,574-600,574-599,574-598,574-597,574-596,574-521,574-586,574-587,574-588,574-589,574-217,574-218,574-392,574-393,574-517,574-518,574-550,574-626,574-603,574-132,574-519,574-605,574-606,574-607,574-604,574-608
[5 empty] | 静电放电（ESD） | Electrostatic discharge |  | 121207 |  | 道路车辆 静电放电产生的电骚扰试验方法 | Road vehicle-Test methods for electrical disturbances from electr ostatic discharge | GB/T 19951-2019 | GB/T 19951-2019 | 7~10 | 7~10 |  |  | 变更 | Change |  | >500 | 574-221,574-440
19 | 汽车零部件（环境试验） | Vehicle components（Environment） |  | N | 过电压 | Overvoltage |  | 121208 |  | 道路车辆 电气及电子设备的环境条件和试验 第2部分：电气负荷 | Road vehicles-environmental conditions and testing for electrical and electronic equipment-part2:electrical loads | GB/T 28046.2-2011 | GB/T 28046.2-2011 | 4.3 | 4.3 | [5 empty] | >50 | 574-123-02,574-123-03,574-123-01,574-353-01,574-353-02,574-353-03,574-353-04,574-353-05,574-353-06,574-353-07
[10 empty] | 道路车辆 42V电源用电气电子设备 电气负荷 | Road vehicles -- Electrical and electronic equipment for a supply voltage of 42 V -- Electrical loads | ISO 21848:2005 | ISO 21848:2005 | 4.2 | 4.2 | [5 empty] | >50 | 574-123-02,574-123-03,574-123-01,574-353-01,574-353-02,574-353-03,574-353-04,574-353-05,574-353-06,574-353-07
[10 empty] | 道路车辆 电气和电子设备的环境条件和试验 第2部分：电力负荷 | Road vehicles -- Environmental conditions and testing for electrical and electronic equipment -- Part 2: Electrical loads | ISO 16750-2:2010 | ISO 16750-2:2010 | 4.3 | 4.3 | [5 empty] | >50 | 574-123-02,574-123-03,574-123-01,574-353-01,574-353-02,574-353-03,574-353-04,574-353-05,574-353-06,574-353-07
[5 empty] | 叠加交流电压 | Superimposed alternating voltage |  | 121208 |  | 道路车辆 电气及电子设备的环境条件和试验 第2部分：电气负荷 | Road vehicles-environmental conditions and testing for electrical and electronic equipment-part2:electrical loads | GB/T 28046.2-2011 | GB/T 28046.2-2011 | 4.4 | 4.4 | [5 empty] | >50 | 574-123-02,574-123-03,574-123-01,574-353-01,574-353-02,574-353-03,574-353-04,574-353-05,574-353-06,574-353-07
[10 empty] | 道路车辆 42V电源用电气电子设备 电气负荷 | Road vehicles -- Electrical and electronic equipment for a supply voltage of 42 V -- Electrical loads | ISO 21848:2005 | ISO 21848:2005 | 4.3 | 4.3 | [5 empty] | >50 | 574-123-02,574-123-03,574-123-01,574-353-01,574-353-02,574-353-03,574-353-04,574-353-05,574-353-06,574-353-07
[10 empty] | 道路车辆 电气和电子设备的环境条件和试验 第2部分：电力负荷 | Road vehicles -- Environmental conditions and testing for electrical and electronic equipment -- Part 2: Electrical loads | ISO 16750-2:2010 | ISO 16750-2:2010 | 4.4 | 4.4 | [5 empty] | >50 | 574-123-02,574-123-03,574-123-01,574-353-01,574-353-02,574-353-03,574-353-04,574-353-05,574-353-06,574-353-07
[5 empty] | 供电电压缓降和缓升 | Slow decrease and increase of supply voltage |  | 121208 |  | 道路车辆 电气及电子设备的环境条件和试验 第2部分：电气负荷 | Road vehicles-environmental conditions and testing for electrical and electronic equipment-part2:electrical loads | GB/T 28046.2-2011 | GB/T 28046.2-2011 | 4.5 | 4.5 | [5 empty] | >50 | 574-123-02,574-123-03,574-123-01,574-353-01,574-353-02,574-353-03,574-353-04,574-353-05,574-353-06,574-353-07
[10 empty] | 道路车辆 42V电源用电气电子设备 电气负荷 | Road vehicles -- Electrical and electronic equipment for a supply voltage of 42 V -- Electrical loads | ISO 21848:2005 | ISO 21848:2005 | 4.4 | 4.4 | [5 empty] | >50 | 574-123-02,574-123-03,574-123-01,574-353-01,574-353-02,574-353-03,574-353-04,574-353-05,574-353-06,574-353-07
[10 empty] | 道路车辆 电气和电子设备的环境条件和试验 第2部分：电力负荷 | Road vehicles -- Environmental conditions and testing for electrical and electronic equipment -- Part 2: Electrical loads | ISO 16750-2:2010 | ISO 16750-2:2010 | 4.5 | 4.5 | [5 empty] | >50 | 574-123-02,574-123-03,574-123-01,574-353-01,574-353-02,574-353-03,574-353-04,574-353-05,574-353-06,574-353-07
[5 empty] | 供电电压瞬态变化 | Discontinuities in supply voltage |  | 121208 |  | 道路车辆 电气及电子设备的环境条件和试验 第2部分：电气负荷 | Road vehicles-environmental conditions and testing for electrical and electronic equipment-part2:electrical loads | GB/T 28046.2-2011 | GB/T 28046.2-2011 | 4.6 | 4.6 | [5 empty] | >50 | 574-123-02,574-123-03,574-123-01,574-353-01,574-353-02,574-353-03,574-353-04,574-353-05,574-353-06,574-353-07
[10 empty] | 道路车辆 42V电源用电气电子设备 电气负荷 | Road vehicles -- Electrical and electronic equipment for a supply voltage of 42 V -- Electrical loads | ISO 21848:2005 | ISO 21848:2005 | 4.5 | 4.5 | [5 empty] | >50 | 574-123-02,574-123-03,574-123-01,574-353-01,574-353-02,574-353-03,574-353-04,574-353-05,574-353-06,574-353-07
[10 empty] | 道路车辆 电气和电子设备的环境条件和试验 第2部分：电力负荷 | Road vehicles -- Environmental conditions and testing for electrical and electronic equipment -- Part 2: Electrical loads | ISO 16750-2:2010 | ISO 16750-2:2010 | 4.6 | 4.6 | [5 empty] | >50 | 574-123-02,574-123-03,574-123-01,574-353-01,574-353-02,574-353-03,574-353-04,574-353-05,574-353-06,574-353-07
[5 empty] | 反向电压 | Reversed voltage |  | 121208 |  | 道路车辆 电气及电子设备的环境条件和试验 第2部分：电气负荷 | Road vehicles-environmental conditions and testing for electrical and electronic equipment-part2:electrical loads | GB/T 28046.2-2011 | GB/T 28046.2-2011 | 4.7 | 4.7 | [5 empty] | >50 | 574-123-02,574-123-03,574-123-01,574-353-01,574-353-02,574-353-03,574-353-04,574-353-05,574-353-06,574-353-07
[10 empty] | 道路车辆 42V电源用电气电子设备 电气负荷 | Road vehicles -- Electrical and electronic equipment for a supply voltage of 42 V -- Electrical loads | ISO 21848:2005 | ISO 21848:2005 | 4.6 | 4.6 | [5 empty] | >50 | 574-123-02,574-123-03,574-123-01,574-353-01,574-353-02,574-353-03,574-353-04,574-353-05,574-353-06,574-353-07
[10 empty] | 道路车辆 电气和电子设备的环境条件和试验 第2部分：电力负荷 | Road vehicles -- Environmental conditions and testing for electrical and electronic equipment -- Part 2: Electrical loads | ISO 16750-2:2010 | ISO 16750-2:2010 | 4.7 | 4.7 | [5 empty] | >50 | 574-123-02,574-123-03,574-123-01,574-353-01,574-353-02,574-353-03,574-353-04,574-353-05,574-353-06,574-353-07
19 | 零部件（环境试验） | components（Environment） |  | N | 耐低温性能 | Environment test Parts–low temperature resisting test |  | 031799 |  | 电工电子产品环境试验> 第1~部分:试验方法 试验A:低温 | Environmental testing for electric and electronic products—Part 2:Test methods–Tests A:Cold | GB/T2423.1–2008 / IEC 60068-2-1-2007 | GB/T2423.1–2008 / IEC 60068-2-1-2007 |  |  | 最低-70℃ | lowest:-70℃ |  |  |  | 420 | 570-086,570-089,572-029
[10 empty] | 汽车电线束技术条件 | Technical specifications of automobile wire harness | QC/T 29106-2014（2017） | QC/T 29106-2014（2017） | 5.8 | 5.8 | [5 empty] | 10 | 570-086,570-089,572-029
[5 empty] | 耐高温性能 | Environment test Parts–heatness resisting test |  | 031799 |  | 电工电子产品环境试验 第2部分:试验方法 试验B:高温 | Environmental testing for electric and electronic products—Part 2:Test methods–Tests B:Dry heat | GB/T2423.2–2008 / IEC 60068-2-2-2007 | GB/T2423.2–2008 / IEC 60068-2-2-2007 |  |  | 最高300℃ | highest:300℃ |  |  |  | 420 | 572-025,796-010,570-086,570-089,572-029
[10 empty] | 汽车电线束技术条件 | Technical specifications of automobile wire harness | QC/T 29106-2014（2017） | QC/T 29106-2014（2017） | 5.9 | 5.9 | [5 empty] | 10 | 572-025,796-010,570-086,570-089,572-029
[5 empty] | 耐湿热性能 | Environment test Part –damp and heat resisting test |  | 031799 |  | 电工电子产品环境试验 第3部分:试验方法 试验Cab:恒定湿热试验 | Basic environmental testing procedures for electric and electronic products Test Ca:Damp heat ,steady state | GB/T2423.3–2016 / IEC 60068-2-78-2012 | GB/T2423.3–2016 / IEC 60068-2-78-2012 |  |  | 10℃~95℃,10%~95% | 10℃~95℃ 10%~95% |  |  |  | 420 | 570-086,570-089,572-029
[10 empty] | 环境试验 第2部分：试验方法 试验Z/AD：温度/湿度组合循环试验 | Environmental testing - Part 2: Test methods - Test Z/AD: Composite temperature/humidity cyclic test | GB/T 2423.34-2012 | GB/T 2423.34-2012 | [7 empty] | 420 | 570-086,570-089,572-029
[10 empty] | 电工电子产品环境试验 湿热试验导则 | Basic environmental testing procedures for electric and electronic products Guidance for damp heat tests | GB/T2424.2–2005/IEC 60068-3-4-2001 | GB/T2424.2–2005/IEC 60068-3-4-2001 | [7 empty] | 420 | 570-086,570-089,572-029
[5 empty] | 耐温度变化 | Environment test Hot–cold shocking test |  | 031799 |  | 电工电子产品环境试验 第22部分:试验方法 试验N:温度变化 | Basic environmental testing procedures for electric and electronic products Test N: change of temperature | GB/T2423.22–2012 | GB/T2423.22–2012 |  |  | 只做-70℃~180℃ | Accredited only for -70℃~180℃ |  |  |  | 420 | 570-086,570-089,572-029
[10 empty] | 汽车电线束技术条件 | Technical specifications of automobile wire harness | QC/T 29106-2014（2017） | QC/T 29106-2014（2017） | 5.10 | 5.10 | [5 empty] | 10 | 570-086,570-089,572-029
[10 empty] | 电工电子产品环境试验 第22部分:试验方法 试验N:温度变化 | Basic environmental testing procedures for electric and electronic products Test N: change of temperature | IEC 60068-2-14-2009 | IEC 60068-2-14-2009 |  |  | 只做-70℃~180℃ | Accredited only for -70℃~180℃ |  |  |  | 420 | 570-086,570-089,572-029
[5 empty] | 正弦及随机振动性能 | Environment test Vibration test |  | 031799 |  | 电工电子产品环境试验 第10部分:试验方法 试验Fc:振动(正弦) | Environmental testing for electric and electronic products Part 2: Test methods Test Fc: Vibration (Sinusoidal) | GB/T2423.10–2008 / IEC 60068-2-6-2007 | GB/T2423.10–2008 / IEC 60068-2-6-2007 |  |  | 频率：5~2000HZ,加速度：1079m/s2,最大幅值：51mm |  |  |  |  | 450 | 576-009,576-010,570-089,572-029
[10 empty] | 电工电子产品环境试验 第56部分:试验方法 试验Fh:宽带随机振动 | Environmental Testing Part 2: Test Methods Test Fh: Vibration, Broad-Band Random (Digital Control) and Guidance | GB/T2423.56–2006 /IEC 60068-2-64-2008 | GB/T2423.56–2006 /IEC 60068-2-64-2008 |  |  | 频率：5~2000HZ,加速度：1079m/s2,最大幅值：51mm |  |  |  |  | 450 | 576-009,576-010,570-089,572-029
[5 empty] | 耐盐雾腐蚀性能 | Environment test Corrosion tests in artificial atmospheres –Salt spray tests |  | 031799 |  | 人造气氛腐蚀试验 盐雾试验 | Corrosion tests in artificial atmospheres –Salt spray tests | GB/T10125–2012 | GB/T10125–2012 | [7 empty] | 700 | 570-091,570-097
[10 empty] | 人造气氛腐蚀试验 盐雾试验 | Corrosion tests in artificial atmospheres –Salt spray tests | ISO 9227:2017 | ISO 9227:2017 | [7 empty] | 700 | 570-091,570-097
[10 empty] | 盐雾器操作规程 | Salt spray test | ASTM B117-2016 | ASTM B117-2016 | [7 empty] | 700 | 570-091,570-097
[10 empty] | 铜-加速醋酸盐水喷雾试验（CASS试验）的试验方法 | Standard Method for Copper-Accelerated Acetic Acid-Salt Spray (Fog) Testing | ASTM B368-2009（R2014） | ASTM B368-2009（R2014） | [7 empty] | 700 | 570-091,570-097
[10 empty] | 环境试验 第2部分：试验方法 试验Kb：盐雾,交变(氯化钠溶液) | Environmental testing—Part 2:Test methods—Test Kb:Salt mist,cyclic(sodium chloride solution) | GB/T 2423.18-2012 | GB/T 2423.18-2012 | [7 empty] | 700 | 570-091,570-097
[5 empty] | 耐冷凝水腐蚀性能 | Environment test Corrosion tests in the presence of condensated water |  | 031799 |  | 色漆和清漆 耐湿性的测定 第2部分：冷凝水大气中试样的试验程序 | Paints and varnishes. Determination of resistance to humidity | DIN EN ISO6270-2:2005 | DIN EN ISO6270-2:2005 | [7 empty] | 700 | 570-046,570-047
[5 empty] | 耐二氧化硫腐蚀性能 | Environment test Corrosion tests in the presence of sulfur dioxide |  | 031799 |  | 含二氧化硫大气在变化气候下冷凝水的检验 | Testing in a saturated atmosphere in the presence of sulfur dioxide | DIN 50018-2013 | DIN 50018-2013 | [7 empty] | 460 | 570-096
[5 empty] | 耐光照老化性能性能 | Environment test Tests for colour fastness |  | 031799 |  | 纺织品 色牢度试验 耐人造光色牢度:氙弧 | Textiles–Tests for colour fastness–Colour fastness to artificial light: Xeon arc fading lamp test | GB/T8427–2008 | GB/T8427–2008 |  |  | 辐照度：0.71~3.11W/m2 340nm,0.26~1.67W/m2 420nm黑板温度：40~110/40~120摄氏度 | Irradiation：0.71~3.11W/m2 340nm 0.26~1.67W/m2 420nm Temperature of black board：40~110/40~120℃ |  |  |  | 370 | 570-088
[10 empty] | 纺织品 色牢度试验耐人造光色牢度：氙弧 | Textiles–Tests for colour fastness–Colour fastness to artificial light: Xeon arc fading lamp test | ISO105-B02:2014 | ISO105-B02:2014 |  |  | 辐照度：0.71~3.11W/m2 340nm,0.26~1.67W/m2 420nm黑板温度：40~110/40~120摄氏度 | Irradiation：0.71~3.11W/m2 340nm 0.26~1.67W/m2 420nm Temperature of black board：40~110/40~120℃ |  |  |  | 370 | 570-088
[10 empty] | 纺织品 色牢度试验 高温耐人造光色牢度及抗老化性能:氙弧 | Textiles–Tests for colour fastness– Colour fastness and ageing to artificial light at high temperatures: Xenon arc | GB/T16991–2008 | GB/T16991–2008 |  |  | 辐照度：0.71~3.11W/m2 340nm,0.26~1.67W/m2 420nm黑板温度：40~110/40~120摄氏度 |  |  |  |  | 370 | 570-088
[10 empty] | 纺织品 色牢度试验高温耐光色牢度：氙弧 | Textiles–Tests for colour fastness–Colour fastness to artificial light at high temperatures: Xenon arc | ISO105-B06:1998 | ISO105-B06:1998 |  |  | 辐照度：0.71~3.11W/m2 340nm,0.26~1.67W/m2 420nm黑板温度：40~110/40~120摄氏度 | Irradiation：0.71~3.11W/m2 340nm 0.26~1.67W/m2 420nm Temperature of black board：40~110/40~120℃ |  |  |  | 370 | 570-088
[10 empty] | 纺织品 色牢度试验 耐人造气候色牢度:氙弧 | Textiles–Tests for colour fastness–Colour fastness to artificial weathering:Xeon arc fading lamp test | GB/T8430–1998 | GB/T8430–1998 |  |  | 辐照度：0.71~3.11W/m2 340nm,0.26~1.67W/m2 420nm黑板温度：40~110/40~120摄氏度 | Irradiation：0.71~3.11W/m2 340nm 0.26~1.67W/m2 420nm Temperature of black board：40~110/40~120℃ |  |  |  | 370 | 570-088
[10 empty] | 纺织品 色牢度试验耐人造气候色牢度：氙弧 | Textiles–Tests for colour fastness–Colour fastness to artificial weathering: Xeon arc fading lamp test | ISO105-B04:1994 | ISO105-B04:1994 |  |  | 辐照度：0.71~3.11W/m2 340nm,0.26~1.67W/m2 420nm黑板温度：40~110/40~120摄氏度 |  |  |  |  | 370 | 570-088
[10 empty] | 塑料-试验室光源暴露方法 第2部分：氙弧灯 | Plastics- Methods of exposure to laboratory light sources-Part 2: Xenon-arc lamps | BS EN ISO 4892-2:2013 | BS EN ISO 4892-2:2013 |  |  | 辐照度：0.71~3.11W/m2 340nm,0.26~1.67W/m2 420nm黑板温度：40~110/40~120摄氏度 | Irradiation：0.71~3.11W/m2 340nm 0.26~1.67W/m2 420nm Temperature of black board：40~110/40~120℃ |  |  |  | 370 | 570-088
[10 empty] | 汽车内饰件加速暴晒试验 可控辅照度氙弧法 | accelerated exposure of automotive interior trim components using a controlled irradiance xenon-arc apparatus | SAE J2412-2015 | SAE J2412-2015 |  |  | 辐照度：0.71~3.11W/m2 340nm,0.26~1.67W/m2 420nm黑板温度：40~110/40~120摄氏度 | Irradiation：0.71~3.11W/m2 340nm 0.26~1.67W/m2 420nm Temperature of black board：40~110/40~120℃ |  |  |  | 370 | 570-088
[10 empty] | 汽车外饰件加速暴晒试验 可控辅照度氙弧法 | Performance based standard accelerated exposure of automotive exterior materials using a controlled irradiance xenon-arc apparatus | SAE J2527-2017 | SAE J2527-2017 |  |  | 辐照度：0.71~3.11W/m2 340nm,0.26~1.67W/m2 420nm黑板温度：40~110/40~120摄氏度 | Irradiation：0.71~3.11W/m2 340nm 0.26~1.67W/m2 420nm Temperature of black board：40~110/40~120℃ |  |  |  | 370 | 570-088
19 | 《客车内饰材料的燃烧特性》 | Combustion characteristics of passenger car interior materials |  | N | 客车内饰材料的燃烧特性 | Combustion characteristics of passenger car interior materials |  | 031706 |  | 《客车内饰材料的燃烧特性》 | Combustion characteristics of passenger car interior materials | GB 38262-2019 | GB 38262-2019 |  |  |  |  | 扩项 | Expansion |  | 1 | 570-075,572-041,572-100,570-123,570-122
19 | 汽车导静电橡胶拖地带 | Rubber belt of electrostatic conductivity for motor vehicle |  |  | 外观 | appearance |  | 050806 |  | 汽车导静电橡胶拖地带 | Rubber belt of electrostatic conductivity for motor vehicle | JT/T 230-1995 | JT/T 230-1995 | 5.1 | 5.1
[5 empty] | 导电性 | resistivity |  | 050806 |  | 汽车导静电橡胶拖地带 | Rubber belt of electrostatic conductivity for motor vehicle | JT/T 230-1995 | JT/T 230-1995 | 5.2 | 5.2 | [6 empty] | 574-471,574-472
[5 empty] | 拉伸强度 | Tensile strength |  | 050806 |  | 汽车导静电橡胶拖地带 | Rubber belt of electrostatic conductivity for motor vehicle | JT/T 230-1995 | JT/T 230-1995 | 5.3 | 5.3 | [6 empty] | 573-627
[5 empty] | 脆性温度 | temperature limit of brittleness |  | 050806 |  | 汽车导静电橡胶拖地带 | Rubber belt of electrostatic conductivity for motor vehicle | JT/T 230-1995 | JT/T 230-1995 | 5.4 | 5.4 | [6 empty] | 570-221
[5 empty] | 磨耗量 | Determination of abrasion resistance |  | 050806 |  | 汽车导静电橡胶拖地带 | Rubber belt of electrostatic conductivity for motor vehicle | JT/T 230-1995 | JT/T 230-1995 | 5.5 | 5.5 | [6 empty] | 573-660
[5 empty] | 硬度 | hardness |  | 050806 |  | 汽车导静电橡胶拖地带 | Rubber belt of electrostatic conductivity for motor vehicle | JT/T 230-1995 | JT/T 230-1995 | 5.6 | 5.6 | [6 empty] | 570-090
[5 empty] | 耐腐蚀 | Corrosion resistance |  | 050806 |  | 汽车导静电橡胶拖地带 | Rubber belt of electrostatic conductivity for motor vehicle | JT/T 230-1995 | JT/T 230-1995 | 5.7 | 5.7 | [6 empty] | 570-091
[5 empty] | 耐候性 | Resistance to weathering |  | 050806 |  | 汽车导静电橡胶拖地带 | Rubber belt of electrostatic conductivity for motor vehicle | JT/T 230-1995 | JT/T 230-1995 | 5.8 | 5.8 | [6 empty] | 570-088
19 | 汽车和挂车气压制动装置压力测试连接器 | Motor vehicles and towed vehicles—Pressure test connection for compressed-air pneumatic braking equipment |  |  | 尺寸 |  |  | 031707 |  | 汽车和挂车气压制动装置压力测试连接器技术要求 | Motor vehicles and towed vehicles—Pressure test connection for compressed-air pneumatic braking equipment | GB/T 5922-2008 | GB/T 5922-2008 | 3 | 3
[5 empty] | 周围留有自由空间 |  |  | 031707 |  | 汽车和挂车气压制动装置压力测试连接器技术要求 | Motor vehicles and towed vehicles—Pressure test connection for compressed-air pneumatic braking equipment | GB/T 5922-2008 | GB/T 5922-2008 | 4 | 4
[5 empty] | 防腐要求 | anticorrosion |  | 031707 |  | 汽车和挂车气压制动装置压力测试连接器技术要求 | Motor vehicles and towed vehicles—Pressure test connection for compressed-air pneumatic braking equipment | GB/T 5922-2008 | GB/T 5922-2008 | 5 | 5 | [6 empty] | 570-091,570-068
19 | 硫化橡胶或热塑性橡胶 | Conducting and dissipative rubbers |  | N | 导电性 | resistivity |  | 050899 |  | 硫化橡胶或热塑性橡胶导电性能和耗散性能电阻率的测定 | Conducting and dissipative rubbers,vulcanized or thermoplastic--Measurement of resistivity | GB/T 2439-2001 | GB/T 2439-2001 | [8 empty] | 574-471,574-472
[5 empty] | 脆性温度 | temperature limit of brittleness |  | 050899 |  | 硫化橡胶低温脆性的测定单试样法 | Method of test for temperature limit of brittleness for vulcanized rubbers | GB/T 1682-2014 | GB/T 1682-2014 | [8 empty] | 570-221
[5 empty] | 磨耗 | Determination of abrasion resistance |  | 050899 |  | 硫化橡胶耐磨性能的测定(用阿克隆磨耗试验机) | Rubber vulcanized-Determination of abrasion resistance(Akron machine) | GB/T 1689-2014 | GB/T 1689-2014 | [8 empty] | 573-660
[5 empty] | 耐候性 | Resistance to weathering |  | 050899 |  | 硫化橡胶或热塑性橡胶耐候性 | Rubber vulcanized or thermoplastic - Resistance to weathering | GB/T 3511-2018 | GB/T 3511-2018 |  |  | 只测耐臭氧龟裂 静态拉伸试验，实验室光源暴露试验 氙弧灯(辐照度：0.71~3.11W/m2 340nm,0.26~1.67W/m2 420nm黑板温度：40~110/40~120摄氏度) | Only for Resistance to ozone cracking Static strain testing, Methods of exposure to laboratory light sources Xenon-arc lamps(Irradiance: 0.71~3.11W/m2 340nm, 0.26~1.67W/m2 420nm blackboard temperature: 40~110/40~120 degrees Celsius.) |  |  |  |  | 570-088
20 | 汽车零部件（电磁兼容） | Vehicle components（EMC） |  | N | 辐射发射（RE） | Radiation emission |  | 121104 |  | 用于保护车载接收机的无线电骚扰特性的限值和测量方法 | Vehicles, boats and internal combustion engine - Radio disturbance characteristics - Limits and methods of measurement for the protection of on-board receivers | GB 18655-2002 | GB 18655-2002 | 13 | 13 | [5 empty] | >500 | 574-120,574-191,574-135,574-209,574-125-01,574-146-01,574-218-03,574-090,574-095,574-138,574-139,574-184,574-183,574-216,574-215,574-322,574-125-02,574-328,574-072-03,574-072-02,574-136
[10 empty] | 用于保护车载接收机的无线电骚扰特性的限值和测量方法 | Vehicles, boats and internal combustion engine - Radio disturbance characteristics - Limits and methods of measurement for the protection of on-board receivers | GB/T 18655-2018 | GB/T 18655-2018 | 4~6 | 4~6 | [6 empty] | 574-120,574-191,574-135,574-209,574-125-01,574-146-01,574-218-03,574-090,574-095,574-138,574-139,574-184,574-183,574-216,574-215,574-322,574-125-02,574-328,574-072-03,574-072-02,574-136
[10 empty] | 道路车辆 电磁兼容性要求和试验方法 | Road vehicle Requirements and test methods for electromagnetic compatibility | GB 34660-2017 | GB 34660-2017 | 5 | 5 | [5 empty] | >20 | 574-120,574-191,574-135,574-209,574-125-01,574-146-01,574-218-03,574-090,574-095,574-138,574-139,574-184,574-183,574-216,574-215,574-322,574-125-02,574-328,574-072-03,574-072-02,574-136
[10 empty] | 车辆、船只和设备上安装的接收机保护用 无线电骚扰特性 限值和测量方法 | Vehicles, boats and internal combustion engine - Radio disturbance characteristics - Limits and methods of measurement for the protection of on-board receivers | CISPR 25:2016 | CISPR 25:2016 | 6.5 | 6.5 | [5 empty] | >50 | 574-120,574-191,574-135,574-209,574-125-01,574-146-01,574-218-03,574-090,574-095,574-138,574-139,574-184,574-183,574-216,574-215,574-322,574-125-02,574-328,574-072-03,574-072-02,574-136
[10 empty] | 关于就电磁兼容性方面批准车辆的统一规定 | Approval of Vehicles with regard to electromagnetic stability | ECE R10 Rev3 | ECE R10 Rev3 | 6 | 6 | [5 empty] | >50 | 574-120,574-191,574-135,574-209,574-125-01,574-146-01,574-218-03,574-090,574-095,574-138,574-139,574-184,574-183,574-216,574-215,574-322,574-125-02,574-328,574-072-03,574-072-02,574-136
[10 empty] | 关于就电磁兼容性方面批准车辆的统一规定 | Approval of Vehicles with regard to electromagnetic stability | ECE R10 Rev4 | ECE R10 Rev4 | 6 | 6 | [5 empty] | 2 | 574-120,574-191,574-135,574-209,574-125-01,574-146-01,574-218-03,574-090,574-095,574-138,574-139,574-184,574-183,574-216,574-215,574-322,574-125-02,574-328,574-072-03,574-072-02,574-136
[10 empty] | 关于就电磁兼容性方面批准车辆的统一规定 | Approval of Vehicles with regard to electromagnetic stability | ECE R10 Rev5 | ECE R10 Rev5 | 6 | 6 | [5 empty] | 2 | 574-120,574-191,574-135,574-209,574-125-01,574-146-01,574-218-03,574-090,574-095,574-138,574-139,574-184,574-183,574-216,574-215,574-322,574-125-02,574-328,574-072-03,574-072-02,574-136
[10 empty] | 电磁相容性 | Electromagnetic Compatibility | 车辆安全检测基准 56 | Vehicle Safety Testing Directions 56 | 4 | 4 | [5 empty] | 2 | 574-120,574-191,574-135,574-209,574-125-01,574-146-01,574-218-03,574-090,574-095,574-138,574-139,574-184,574-183,574-216,574-215,574-322,574-125-02,574-328,574-072-03,574-072-02,574-136
[5 empty] | 辐射抗扰度（RS） | Radiated immunity |  | 121212,121211,121210,121209 |  | 机动车电子电器组件的电磁辐射抗扰性限值和测量方法 | Limits and methods of testing for immunity of electrical/electronic sub-assemblies in vehicles to electromagnetic radiation | GB/T 17619-1998 | GB/T 17619-1998 | 4~9 | 4~9 | [5 empty] | >500 | 574-120,574-191,573-262,574-190-01,574-198-01,574-124-01,574-124-04,574-124-06,574-124-08,574-198-02,574-217-01,574-192-04,574-192-05,574-218-01,574-124-07,574-124-05,574-124-09,574-218-02,574-350-03,574-350-04,574-350-05,574-124-10,574-124-12,574-124-11,574-132,574-192-03,574-192-02,574-198-09,574-198-10,574-192-01,574-190-03,574-141-01,574-192-07,574-192-08,574-192-09,574-192-10,574-190-02,574-351-05,574-351-06,574-351-07,574-351-08,574-351-09,574-351-10,574-351-11,574-198-03,574-124-02,574-124-03,574-198-05,574-198-07,574-198-06,574-198-08,574-190-05,574-190-06,574-190-07,574-190-08,574-351-03,574-351-04,574-122-01,574-122-02,574-122-04,574-122-03,574-122-05,574-388,574-389,574-390,574-391,574-392,574-393,574-394,574-395,574-396,574-397,574-140,574-141,574-090,574-095,574-138,574-139,574-184,574-183,574-216,574-215,574-322,574-351-02
[10 empty] | 道路车辆 电气/电子部件对窄带辐射电磁能的抗扰性试验方法 第2部分：电波暗室法 | Road vehicles-Component test methods for electrical/electronic disturbances from narrowband radiated electromagnetic energy-Part 2: Absorber-lined shield enclosure | GB/T 33014.2-2016 | GB/T 33014.2-2016 | 7~8 | 7~8 | 只测频率范围：20MHz~6GHz | Accredited only for Absorber-lined shielded enclosure (20MHz~6GHz) |  |  |  | >500 | 574-120,574-191,573-262,574-190-01,574-198-01,574-124-01,574-124-04,574-124-06,574-124-08,574-198-02,574-217-01,574-192-04,574-192-05,574-218-01,574-124-07,574-124-05,574-124-09,574-218-02,574-350-03,574-350-04,574-350-05,574-124-10,574-124-12,574-124-11,574-132,574-192-03,574-192-02,574-198-09,574-198-10,574-192-01,574-190-03,574-141-01,574-192-07,574-192-08,574-192-09,574-192-10,574-190-02,574-351-05,574-351-06,574-351-07,574-351-08,574-351-09,574-351-10,574-351-11,574-198-03,574-124-02,574-124-03,574-198-05,574-198-07,574-198-06,574-198-08,574-190-05,574-190-06,574-190-07,574-190-08,574-351-03,574-351-04,574-090,574-095,574-138,574-139,574-184,574-183,574-216,574-215,574-322,574-351-02
[10 empty] | 道路车辆 电气/电子部件对窄带辐射电磁能的抗扰性试验方法 第3部分：横电磁波（TEM）小室法 | Road vehicles-Component test methods for electrical/electronic disturbances from narrowband radiated electromagnetic energy-Part 3: Transverse electromagnetic (TEM) cell | GB/T 33014.3-2016 | GB/T 33014.3-2016 | 7~8 | 7~8 | [5 empty] | >1 | 574-120,574-191,573-262,574-190-01,574-198-01,574-124-01,574-124-04,574-124-06,574-124-08,574-198-02,574-217-01,574-192-04,574-192-05,574-218-01,574-124-07,574-124-05,574-124-09,574-218-02,574-350-03,574-350-04,574-350-05,574-124-10,574-124-12,574-124-11,574-132,574-192-03,574-192-02,574-198-09,574-198-10,574-192-01,574-190-03,574-141-01,574-192-07,574-192-08,574-192-09,574-192-10,574-190-02,574-351-05,574-351-06,574-351-07,574-351-08,574-351-09,574-351-10,574-351-11,574-198-03,574-124-02,574-124-03,574-198-05,574-198-07,574-198-06,574-198-08,574-190-05,574-190-06,574-190-07,574-190-08,574-351-03,574-351-04,574-140,574-090,574-095,574-138,574-139,574-184,574-183,574-216,574-215,574-322,574-351-02
[10 empty] | 道路车辆 电气/电子部件对窄带辐射电磁能的抗扰性试验方法 第4部分：大电流注入（BCI）法 | Road vehicles-Component test methods for electrical/electronic disturbances from narrowband radiated electromagnetic energy-Part 4: Bulk current injection(BCI) | GB/T 33014.4-2016 | GB/T 33014.4-2016 | 7~8 | 7~8 | [5 empty] | >500 | 574-122-01,574-122-02,574-122-04,574-122-03,574-122-05,574-388,574-389,574-390,574-391,574-392,574-393,574-394,574-395,574-396,574-397,574-090,574-095,574-138,574-139,574-184,574-183,574-216,574-215,574-322
[10 empty] | 道路车辆 电气/电子部件对窄带辐射电磁能的抗扰性试验方法 第5部分：带状线法 | Road vehicles-Component test methods for electrical/electronic disturbances from narrowband radiated electromagnetic energy-Part 5: Stripline | GB/T 33014.5-2016 | GB/T 33014.5-2016 | 7~8 | 7~8 | [5 empty] | >1 | 574-120,574-191,573-262,574-190-01,574-198-01,574-124-01,574-124-04,574-124-06,574-124-08,574-198-02,574-217-01,574-192-04,574-192-05,574-218-01,574-124-07,574-124-05,574-124-09,574-218-02,574-350-03,574-350-04,574-350-05,574-124-10,574-124-12,574-124-11,574-132,574-192-03,574-192-02,574-198-09,574-198-10,574-192-01,574-190-03,574-141-01,574-192-07,574-192-08,574-192-09,574-192-10,574-190-02,574-351-05,574-351-06,574-351-07,574-351-08,574-351-09,574-351-10,574-351-11,574-198-03,574-124-02,574-124-03,574-198-05,574-198-07,574-198-06,574-198-08,574-190-05,574-190-06,574-190-07,574-190-08,574-351-03,574-351-04,574-141,574-090,574-095,574-138,574-139,574-184,574-183,574-216,574-215,574-322,574-351-02
[10 empty] | 道路车辆 电磁兼容性要求和试验方法 | Road vehicle Requirements and test methods for electromagnetic compatibility | GB 34660-2017 | GB 34660-2017 | 5 | 5 | [5 empty] | >50 | 574-120,574-191,573-262,574-190-01,574-198-01,574-124-01,574-124-04,574-124-06,574-124-08,574-198-02,574-217-01,574-192-04,574-192-05,574-218-01,574-124-07,574-124-05,574-124-09,574-218-02,574-350-03,574-350-04,574-350-05,574-124-10,574-124-12,574-124-11,574-132,574-192-03,574-192-02,574-198-09,574-198-10,574-192-01,574-190-03,574-141-01,574-192-07,574-192-08,574-192-09,574-192-10,574-190-02,574-351-05,574-351-06,574-351-07,574-351-08,574-351-09,574-351-10,574-351-11,574-198-03,574-124-02,574-124-03,574-198-05,574-198-07,574-198-06,574-198-08,574-190-05,574-190-06,574-190-07,574-190-08,574-351-03,574-351-04,574-090,574-095,574-138,574-139,574-184,574-183,574-216,574-215,574-322,574-351-02
[10 empty] | 由窄带辐射电磁能量产生的电磁干扰－零部件测试法 第2部分：暗室法 | Road vehicles — Component test methods for electrical disturbances from narrowband radiated electromagnetic energy —Part 2: Absorber-lined shielded enclosure | ISO 11452-2:2004 | ISO 11452-2:2004 | 7~8 | 7~8 | 只测频率范围：20MHz~6GHz | Accredited only for Absorber-lined shielded enclosure (20MHz~6GHz) |  |  |  | >500 | 574-120,574-191,573-262,574-190-01,574-198-01,574-124-01,574-124-04,574-124-06,574-124-08,574-198-02,574-217-01,574-192-04,574-192-05,574-218-01,574-124-07,574-124-05,574-124-09,574-218-02,574-350-03,574-350-04,574-350-05,574-124-10,574-124-12,574-124-11,574-132,574-192-03,574-192-02,574-198-09,574-198-10,574-192-01,574-190-03,574-141-01,574-192-07,574-192-08,574-192-09,574-192-10,574-190-02,574-351-05,574-351-06,574-351-07,574-351-08,574-351-09,574-351-10,574-351-11,574-198-03,574-124-02,574-124-03,574-198-05,574-198-07,574-198-06,574-198-08,574-190-05,574-190-06,574-190-07,574-190-08,574-351-03,574-351-04,574-090,574-095,574-138,574-139,574-184,574-183,574-216,574-215,574-322,574-351-02
[10 empty] | 由窄带辐射电磁能量产生的电磁干扰－零部件测试法 第3部分：横电磁波（TEM）小室法 | Road vehicles -- Component test methods for electrical disturbances from narrowband radiated electromagnetic energy -- Part 3: Transverse electromagnetic (TEM) cell | ISO 11452-3-2016 | ISO 11452-3-2016 | 5~6 | 5~6 | [5 empty] | >1 | 574-120,574-191,573-262,574-190-01,574-198-01,574-124-01,574-124-04,574-124-06,574-124-08,574-198-02,574-217-01,574-192-04,574-192-05,574-218-01,574-124-07,574-124-05,574-124-09,574-218-02,574-350-03,574-350-04,574-350-05,574-124-10,574-124-12,574-124-11,574-132,574-192-03,574-192-02,574-198-09,574-198-10,574-192-01,574-190-03,574-141-01,574-192-07,574-192-08,574-192-09,574-192-10,574-190-02,574-351-05,574-351-06,574-351-07,574-351-08,574-351-09,574-351-10,574-351-11,574-198-03,574-124-02,574-124-03,574-198-05,574-198-07,574-198-06,574-198-08,574-190-05,574-190-06,574-190-07,574-190-08,574-351-03,574-351-04,574-140,574-090,574-095,574-138,574-139,574-184,574-183,574-216,574-215,574-322,574-351-02
[10 empty] | 由窄带辐射电磁能量产生的电磁干扰－零部件测试法 第4部分：大电流注入(BCI) | Road vehicles -- Component test methods for electrical disturbances from narrowband radiated electromagnetic energy -- Part 4: Harness excitation methods | ISO 11452-4:2011 | ISO 11452-4:2011 | 6~7 | 6~7 | 只测大电流注入法 | Accredited only for Bulk current injection Method |  |  |  | >500 | 574-122-01,574-122-02,574-122-04,574-122-03,574-122-05,574-388,574-389,574-390,574-391,574-392,574-393,574-394,574-395,574-396,574-397,574-090,574-095,574-138,574-139,574-184,574-183,574-216,574-215,574-322
[10 empty] | 由窄带辐射电磁能量产生的电磁干扰－零部件测试法 第5部分：带状线 | Road vehicles -- Component test methods for electrical disturbances from narrowband radiated electromagnetic energy -- Part 5: Stripline | ISO 11452-5:2002 | ISO 11452-5:2002 | 5~6 | 5~6 | [5 empty] | >1 | 574-120,574-191,573-262,574-190-01,574-198-01,574-124-01,574-124-04,574-124-06,574-124-08,574-198-02,574-217-01,574-192-04,574-192-05,574-218-01,574-124-07,574-124-05,574-124-09,574-218-02,574-350-03,574-350-04,574-350-05,574-124-10,574-124-12,574-124-11,574-132,574-192-03,574-192-02,574-198-09,574-198-10,574-192-01,574-190-03,574-141-01,574-192-07,574-192-08,574-192-09,574-192-10,574-190-02,574-351-05,574-351-06,574-351-07,574-351-08,574-351-09,574-351-10,574-351-11,574-198-03,574-124-02,574-124-03,574-198-05,574-198-07,574-198-06,574-198-08,574-190-05,574-190-06,574-190-07,574-190-08,574-351-03,574-351-04,574-141,574-090,574-095,574-138,574-139,574-184,574-183,574-216,574-215,574-322,574-351-02
[10 empty] | 由窄带辐射电磁能量产生的电磁干扰－零部件测试法 第8部分：磁场抗扰度测试 | Road vehicles -- Component test methods for electrical disturbances from narrowband radiated electromagnetic energy -- Part 8: Immunity to magnetic fields | ISO 11452-8:2015 | ISO 11452-8:2015 | 7~8 | 7~8 | [5 empty] | >5 | 574-120,574-191,574-200-01,574-090,574-095,574-138,574-139,574-184,574-183,574-216,574-215,574-322,574-198-03,574-200-04,574-200-05,574-207,574-200-03,574-200-02,574-200-03,574-351-01,574-351-18,574-090,574-095,574-138,574-139,574-184,574-183,574-216,574-215,574-322,574-351-02
[10 empty] | 道路车辆.窄带辐射的电磁能量产生的电子干扰部件试验方法.第9部分:便携式发射机 | Road vehicles -Component test methods for electrical disturbances from narrowband radiated electromagnetic energy -Part 9: Portable transmitters | ISO 11452-9:2012 | ISO 11452-9:2012 | 7~8 | 7~8 | [5 empty] | >1 | 574-120,574-191,573-262,574-190-01,574-198-01,574-124-01,574-124-04,574-124-06,574-124-08,574-198-02,574-217-01,574-192-04,574-192-05,574-218-01,574-124-07,574-124-05,574-124-09,574-218-02,574-350-03,574-350-04,574-350-05,574-141-01,574-192-07,574-192-08,574-192-09,574-192-10,574-190-02,574-351-05,574-351-06,574-351-07,574-351-08,574-351-09,574-351-10,574-351-11,574-217-02,574-217-03,574-351-21,574-351-22,574-351-23,574-198-03,574-124-02,574-124-03,574-198-05,574-198-07,574-198-06,574-198-08,574-190-05,574-190-06,574-190-07,574-190-08,574-351-03,574-351-04,574-090,574-095,574-138,574-139,574-184,574-183,574-216,574-215,574-322,574-351-02
[10 empty] | 关于就电磁兼容性方面批准车辆的统一规定 | Approval of Vehicles with regard to electromagnetic stability | ECE R10 Rev3 | ECE R10 Rev3 | 6 | 6 | [5 empty] | >20 | 574-120,574-191,573-262,574-190-01,574-198-01,574-124-01,574-124-04,574-124-06,574-124-08,574-198-02,574-217-01,574-192-04,574-192-05,574-218-01,574-124-07,574-124-05,574-124-09,574-218-02,574-350-03,574-350-04,574-350-05,574-124-10,574-124-12,574-124-11,574-132,574-192-03,574-192-02,574-198-09,574-198-10,574-192-01,574-190-03,574-141-01,574-192-07,574-192-08,574-192-09,574-192-10,574-190-02,574-351-05,574-351-06,574-351-07,574-351-08,574-351-09,574-351-10,574-351-11,574-198-03,574-124-02,574-124-03,574-198-05,574-198-07,574-198-06,574-198-08,574-190-05,574-190-06,574-190-07,574-190-08,574-351-03,574-351-04,574-090,574-095,574-138,574-139,574-184,574-183,574-216,574-215,574-322,574-351-02
[10 empty] | 关于就电磁兼容性方面批准车辆的统一规定 | Approval of Vehicles with regard to electromagnetic stability | ECE R10 Rev4 | ECE R10 Rev4 | 6~7 | 6~7 | [5 empty] | >5 | 574-120,574-191,573-262,574-190-01,574-198-01,574-124-01,574-124-04,574-124-06,574-124-08,574-198-02,574-217-01,574-192-04,574-192-05,574-218-01,574-124-07,574-124-05,574-124-09,574-218-02,574-350-03,574-350-04,574-350-05,574-124-10,574-124-12,574-124-11,574-132,574-192-03,574-192-02,574-198-09,574-198-10,574-192-01,574-190-03,574-141-01,574-192-07,574-192-08,574-192-09,574-192-10,574-190-02,574-351-05,574-351-06,574-351-07,574-351-08,574-351-09,574-351-10,574-351-11,574-198-03,574-124-02,574-124-03,574-198-05,574-198-07,574-198-06,574-198-08,574-190-05,574-190-06,574-190-07,574-190-08,574-351-03,574-351-04,574-090,574-095,574-138,574-139,574-184,574-183,574-216,574-215,574-322,574-351-02
[10 empty] | 关于就电磁兼容性方面批准车辆的统一规定 | Approval of Vehicles with regard to electromagnetic stability | ECE R10 Rev5 | ECE R10 Rev5 | 6~7 | 6~7 | [5 empty] | >5 | 574-120,574-191,573-262,574-190-01,574-198-01,574-124-01,574-124-04,574-124-06,574-124-08,574-198-02,574-217-01,574-192-04,574-192-05,574-218-01,574-124-07,574-124-05,574-124-09,574-218-02,574-350-03,574-350-04,574-350-05,574-124-10,574-124-12,574-124-11,574-132,574-192-03,574-192-02,574-198-09,574-198-10,574-192-01,574-190-03,574-141-01,574-192-07,574-192-08,574-192-09,574-192-10,574-190-02,574-351-05,574-351-06,574-351-07,574-351-08,574-351-09,574-351-10,574-351-11,574-198-03,574-124-02,574-124-03,574-198-05,574-198-07,574-198-06,574-198-08,574-190-05,574-190-06,574-190-07,574-190-08,574-351-03,574-351-04,574-090,574-095,574-138,574-139,574-184,574-183,574-216,574-215,574-322,574-351-02
[10 empty] | 电磁相容性 | Electromagnetic Compatibility | 车辆安全检测基准 56 | Vehicle Safety Testing Directions 56 | 4~5 | 4~5 | [5 empty] | >5 | 574-120,574-191,573-262,574-190-01,574-198-01,574-124-01,574-124-04,574-124-06,574-124-08,574-198-02,574-217-01,574-192-04,574-192-05,574-218-01,574-124-07,574-124-05,574-124-09,574-218-02,574-350-03,574-350-04,574-350-05,574-124-10,574-124-12,574-124-11,574-132,574-192-03,574-192-02,574-198-09,574-198-10,574-192-01,574-190-03,574-141-01,574-192-07,574-192-08,574-192-09,574-192-10,574-190-02,574-351-05,574-351-06,574-351-07,574-351-08,574-351-09,574-351-10,574-351-11,574-198-03,574-124-02,574-124-03,574-198-05,574-198-07,574-198-06,574-198-08,574-190-05,574-190-06,574-190-07,574-190-08,574-351-03,574-351-04,574-090,574-095,574-138,574-139,574-184,574-183,574-216,574-215,574-322,574-351-02
[5 empty] | 传导发射（CE） | Conduction emission |  | 121107,121108 |  | 用于保护车载接收机的无线电骚扰特性的限值和测量方法 | Vehicles, boats and internal combustion engine - Radio disturbance characteristics - Limits and methods of measurement for the protection of on-board receivers | GB 18655-2002 | GB 18655-2002 | 11 | 11 | [5 empty] | >500 | 574-120,574-191,574-135,574-209,574-125-03,574-218-03,574-090,574-095,574-138,574-139,574-184,574-183,574-216,574-215,574-322
[10 empty] | 用于保护车载接收机的无线电骚扰特性的限值和测量方法 | Vehicles, boats and internal combustion engine - Radio disturbance characteristics - Limits and methods of measurement for the protection of on-board receivers | GB/T 18655-2018 | GB/T 18655-2018 | 4~6 | 4~6 | [6 empty] | 574-120,574-191,574-135,574-209,574-125-03,574-218-03,574-090,574-095,574-138,574-139,574-184,574-183,574-216,574-215,574-322
[10 empty] | 道路车辆 由传导和耦合引起的电骚扰 第2部分：沿电源线的电瞬态传导 | Road vehicles -electrical disturbance by conduction and coupling – part2 vehicle with nominal 12V or 24V supply voltage- electrical transient conduction along supply lines only | GB/T 21437.2-2008 | GB/T 21437.2-2008 | 4.3 | 4.3 | [5 empty] | >100 | 575-023,574-216,574-215
[10 empty] | 道路车辆 电磁兼容性要求和试验方法 | Road vehicle Requirements and test methods for electromagnetic compatibility | GB 34660-2017 | GB 34660-2017 | 5 | 5 | [5 empty] | >5 | 575-023,574-216,574-215
[10 empty] | 车辆、船只和设备上安装的接收机保护用 无线电骚扰特性 限值和测量方法 | Vehicles, boats and internal combustion engine - Radio disturbance characteristics - Limits and methods of measurement for the protection of on-board receivers | CISPR 25:2016 | CISPR 25:2016 | 6.3~6.4 | 6.3~6.4 | [5 empty] | >5 | 574-120,574-191,574-135,574-209,574-125-03,574-218-03,574-090,574-095,574-138,574-139,574-184,574-183,574-216,574-215,574-322
[10 empty] | 道路车辆 来自传导和耦合的电气骚扰 第2部分：仅沿供电线路的瞬时电传导 | Road vehicles -electrical disturbance by conduction and coupling – part2 vehicle with nominal 12V or 24V supply voltage- electrical transient conduction along supply lines only | ISO 7637-2:2011 | ISO 7637-2:2011 | 4.3 | 4.3 | [5 empty] | >100 | 575-023,574-216,574-215
[10 empty] | 关于就电磁兼容性方面批准车辆的统一规定 | Approval of Vehicles with regard to electromagnetic stability | ECE R10 Rev3 | ECE R10 Rev3 | 6 | 6 | [5 empty] | >5 | 575-023,574-216,574-215
[10 empty] | 关于就电磁兼容性方面批准车辆的统一规定 | Approval of Vehicles with regard to electromagnetic stability | ECE R10 Rev4 | ECE R10 Rev4 | 6~7 | 6~7 | [5 empty] | >5 | 575-023,574-216,574-215
[10 empty] | 关于就电磁兼容性方面批准车辆的统一规定 | Approval of Vehicles with regard to electromagnetic stability | ECE R10 Rev5 | ECE R10 Rev5 | 6~7 | 6~7 | [5 empty] | >5 | 575-023,574-216,574-215
[10 empty] | 电磁相容性 | Electromagnetic Compatibility | 车辆安全检测基准 56 | Vehicle Safety Testing Directions 56 | 4~5 | 4~5 | [5 empty] | >5 | 575-023,574-216,574-215
[5 empty] | 传导抗扰度（CS） | Conducted susceptibility |  | 121208 |  | 道路车辆 由传导和耦合引起的电骚扰 第2部分：沿电源线的电瞬态传导 | Road vehicles -electrical disturbance by conduction and coupling – part2 vehicle with nominal 12V or 24V supply voltage- electrical transient conduction along supply lines only | GB/T 21437.2-2008 | GB/T 21437.2-2008 | 4.4 | 4.4 | [5 empty] | >100 | 574-123-02,574-123-03,574-123-01,574-353-01,574-353-02,574-353-03,574-353-04,574-353-05,574-353-06,574-353-07
[10 empty] | 道路车辆 由传导和耦合引起的电骚扰 第3部分：除电源线外的导线通过容性和感性耦合的电瞬态发射 | Road vehicles——Electrical disturbance from conduction and coupling Part3 ：Electrical transient transmission by capacitive and inductive coupling via lines other than supply lines | GB/T 21437.3-2012 | GB/T 21437.3-2012 | 3 | 3 | [5 empty] | >100 | 574-123-02,574-123-03,574-123-01,574-353-01,574-353-02,574-353-03,574-353-04,574-353-05,574-353-06,574-353-07,575-023
[10 empty] | 道路车辆 电磁兼容性要求和试验方法 | Road vehicle Requirements and test methods for electromagnetic compatibility | GB 34660-2017 | GB 34660-2017 | 5 | 5 | [5 empty] | >5 | 574-123-02,574-123-03,574-123-01,574-353-01,574-353-02,574-353-03,574-353-04,574-353-05,574-353-06,574-353-07
[10 empty] | 道路车辆 由传导和耦合引起的电骚扰 第2部分：沿电源线的电瞬态传导 | Road vehicles -electrical disturbance by conduction and coupling – part2 vehicle with nominal 12V or 24V supply voltage- electrical transient conduction along supply lines only | ISO 7637-2:2011 | ISO 7637-2:2011 | 4.4 | 4.4 | [5 empty] | >100 | 574-123-02,574-123-03,574-123-01,574-353-01,574-353-02,574-353-03,574-353-04,574-353-05,574-353-06,574-353-07
[10 empty] | 道路车辆 由传导和耦合引起的电骚扰 第3部分：除电源线外的导线通过容性和感性耦合的电瞬态发射 | Road vehicles——Electrical disturbance from conduction and coupling Part3 ：Electrical transient transmission by capacitive and inductive coupling via lines other than supply lines | ISO 7637-3-2016 | ISO 7637-3-2016 | 3 | 3 | [5 empty] | >100 | 574-123-02,574-123-03,574-123-01,574-353-01,574-353-02,574-353-03,574-353-04,574-353-05,574-353-06,574-353-07,575-023
[10 empty] | 关于就电磁兼容性方面批准车辆的统一规定 | Approval of Vehicles with regard to electromagnetic stability | ECE R10 Rev3 | ECE R10 Rev3 | 6 | 6 | [5 empty] | >5 | 574-123-02,574-123-03,574-123-01,574-353-01,574-353-02,574-353-03,574-353-04,574-353-05,574-353-06,574-353-07
[10 empty] | 关于就电磁兼容性方面批准车辆的统一规定 | Approval of Vehicles with regard to electromagnetic stability | ECE R10 Rev4 | ECE R10 Rev4 | 6~7 | 6~7 | [5 empty] | >5 | 574-123-02,574-123-03,574-123-01,574-353-01,574-353-02,574-353-03,574-353-04,574-353-05,574-353-06,574-353-07,574-289,574-290,574-291,574-377,574-379,574-382
[10 empty] | 关于就电磁兼容性方面批准车辆的统一规定 | Approval of Vehicles with regard to electromagnetic stability | ECE R10 Rev5 | ECE R10 Rev5 | 6~7 | 6~7 | [5 empty] | >5 | 574-123-02,574-123-03,574-123-01,574-353-01,574-353-02,574-353-03,574-353-04,574-353-05,574-353-06,574-353-07,574-289,574-290,574-291,574-377,574-379,574-382
[10 empty] | 电磁相容性 | Electromagnetic Compatibility | 车辆安全检测基准 56 | Vehicle Safety Testing Directions 56 | 4~5 | 4~5 | [5 empty] | >5 | 574-123-02,574-123-03,574-123-01,574-353-01,574-353-02,574-353-03,574-353-04,574-353-05,574-353-06,574-353-07,574-289,574-290,574-291,574-377,574-379,574-382
[5 empty] | 静电放电（ESD） | Electrostatic discharge |  | 121207 |  | 道路车辆 静电放电产生的电骚扰试验方法 | Road vehicle-Test methods for electrical disturbances from electr ostatic discharge | GB/T 19951-2005 | GB/T 19951-2005 | 5 | 5 | [5 empty] | >500 | 574-221
[10 empty] | 道路车辆－静电放电的电骚扰试验方法 | Road vehicle-Test methods for electrical disturbances from electrostatic discharge | ISO10605:2008 | ISO10605:2008 | 8~9 | 8~9 | [5 empty] | >500 | 574-221
20 | 汽车零部件（电磁兼容） | Vehicle components（EMC） |  | N | 辐射发射（RE） | Radiation emission |  | 121104 |  | 电动汽车用驱动电机系统电磁兼容性要求和试验方法 | Electromagnetic compatibility requirements and test methods of drive motor system for electric vehicles | GB/T 36282-2018 | GB/T 36282-2018 | 5.1 | 5.1 |  |  |  |  | 2019.03 | 1 | 574-120,574-191,574-135,574-209,574-125-01,574-146-01,574-218-03,574-090,574-095,574-138,574-139,574-184,574-183,574-216,574-215,574-322,574-125-02,574-328,574-072-03,574-072-02,574-136
[5 empty] | 辐射抗扰度（RS） | Radiated immunity |  | 121212,121211 |  | 电动汽车用驱动电机系统电磁兼容性要求和试验方法 | Electromagnetic compatibility requirements and test methods of drive motor system for electric vehicles | GB/T 36282-2018 | GB/T 36282-2018 | 5.2.1 | 5.2.1 |  |  |  |  | 2019.03 | 1 | 574-120,574-191,573-262,574-190-01,574-198-01,574-124-01,574-124-04,574-124-06,574-124-08,574-198-02,574-217-01,574-192-04,574-192-05,574-218-01,574-124-07,574-124-05,574-124-09,574-218-02,574-350-03,574-350-04,574-350-05,574-124-10,574-124-12,574-124-11,574-132,574-192-03,574-192-02,574-198-09,574-198-10,574-192-01,574-190-03,574-141-01,574-192-07,574-192-08,574-192-09,574-192-10,574-190-02,574-351-05,574-351-06,574-351-07,574-351-08,574-351-09,574-351-10,574-351-11,574-198-03,574-124-02,574-124-03,574-198-05,574-198-07,574-198-06,574-198-08,574-190-05,574-190-06,574-190-07,574-190-08,574-351-03,574-351-04,574-090,574-095,574-138,574-139,574-184,574-183,574-216,574-215,574-322,574-351-02,574-122-01,574-122-02,574-122-04,574-122-03,574-122-05,574-388,574-389,574-390,574-391,574-392,574-393,574-394,574-395,574-396,574-397,574-090,574-095,574-138,574-139,574-184,574-183,574-216,574-215,574-322
[5 empty] | 电源线瞬态传导抗扰度（CS） | Conducted Susceptibility |  | 121208 |  | 电动汽车用驱动电机系统电磁兼容性要求和试验方法 | Electromagnetic compatibility requirements and test methods of drive motor system for electric vehicles | GB/T 36282-2018 | GB/T 36282-2018 | 5.2.2 | 5.2.2 |  |  |  |  | 2019.03 | 1 | 574-123-02,574-123-03,574-123-01,574-353-01,574-353-02,574-353-03,574-353-04,574-353-05,574-353-06,574-353-07
[5 empty] | 静电放电抗扰度（ESD） | Electrostatic Discharge |  | 121207 |  | 电动汽车用驱动电机系统电磁兼容性要求和试验方法 | Electromagnetic compatibility requirements and test methods of drive motor system for electric vehicles | GB/T 36282-2018 | GB/T 36282-2018 | 5.2.3 | 5.2.3 |  |  |  |  | 2019.03 | 1 | 574-221,574-440
21 | 金属材料 | metal materialssteel and alloy |  | N | 碳、硫、锰、硅、磷、铬、镍、钨、钼、铝、钒、钛、铌、硼、铜、钴 | C、S、Mn、Si、P、Cr、Ni、W、Mo、Al、V、TI、Nb、B、Cu、Co |  | 020102 |  | 碳素钢和中低合金钢 火花源原子发射光谱分析方法(常规法) | Standard test method for spark discharge atomic emission- spectrometric analysis of carbon and low alloy steel(routine method) | GB/T 4336–2016 | GB/T 4336–2016 | [7 empty] | 1350 | 570-085
[5 empty] | 碳、硫、锰、硅、磷、铬、镍、钨、钼、铝、钛、铜、 | C、S、Mn、Si、P、Cr、Ni、W、Mo、Al、Ti、Cu |  | 020102 |  | 不锈钢 多元素含量的测定 火花放电原子发射光谱法(常规法) | Stainless steel-Determination of multi-element contents-Spark discharge atomic emission- spectrometric method(routine method) | GB/T 11170–2008 | GB/T 11170–2008 | [7 empty] | 1350 | 570-085
[5 empty] | 硅 | Si |  | 020107 |  | 钢铁 酸溶硅和全硅含量的测定 还原型硅钼酸盐分光光度法 | Steel and iron–Determination of acid-soluble silicon and total silicon content–Reduced molybdosilicate Spectrophotometric method | GB/T 223.5–2008 | GB/T 223.5–2008 | [7 empty] | 1350 | 573-138,573-143,570-144
[10 empty] | 铝及铝合金化学分析方法 第5部分:硅含量的测定 | Methods for chemical of aluminium and aluminium alloys–Part 5:Determination of silicon content | GB/T 20975.5-2008 | GB/T 20975.5-2008 | 只用方法一 | Accredited only for method 1 | [5 empty] | 1350 | 570-144,573-138,573-143
[5 empty] | 磷 | P |  | 020107 |  | 钢铁及合金 磷含量的测定 铋磷钼蓝分光光度法和锑磷钼蓝分光光度法 | Iron, steel and alloy–Determination of phosphorus content–Bismuth phosphomolybdate blue spectrophotometric method and antimony phosphomolybdate blue spectrophotometric method | GB/T 223.59–2008 | GB/T 223.59–2008 | 只用方法二 | Accredited only for method 2 | [5 empty] | 1350 | 573-138,573-143,570-144
[5 empty] | 硫 | S |  | 020108 |  | 钢和铁中硫量测定——感应炉燃烧红外线吸收法 | Steel and iron –Determination of sulfur contentInfrared absorption methodafter combustion in an furnace | ISO 4935:1989 | ISO 4935:1989 | [7 empty] | 1350 | 570-211
[5 empty] | 碳 | C |  | 020108 |  | 钢和铁中总碳量测定——感应炉燃烧红外线吸收法 | Steel and iron –Determination of total carbon content Infrared absorption methodafter combustion in an furnace | ISO 9556:1989 | ISO 9556:1989 | [7 empty] | 1350 | 570-211
[5 empty] | 锰、铬、镍、钼、钒、钛、铝、钴、铜 | Mn,Cr,Ni,Mo,V,Ti,Al,Co,Cu |  | 020101 |  | 低合金钢 多元素含量的测定 电感耦合等离子体原子发射光谱法 | Low-alloy steel-Determination of muiti-element contents-Inductively coupled plasma atomic emissionspectrometric method | GB/T 20125-2006 | GB/T 20125-2006 | [7 empty] | 1350 | 570-138,573-138,573-143
[5 empty] | 铅、镉、铁、铜、锡、铝、砷、锑、镁、镧、铈量 | Pb,Cd,Fe,Cu,Sn,Al,As,Sb,Mg,La,Ce |  | 020101 |  | 锌及锌合金化学分析方法 铅、镉、铁、铜、锡、铝、砷、锑、镁、镧、铈量的测定 电感耦合等离子体—发射光谱法 | The methods for chemical analysis of zinc and zinc alloys-The determination of lead, cadmium, iron, copper, tin, aluminium, arsenic, stibium, magnesium, lanthanum, and ceriumcontents-The inductively coupled plasma-optical emission spectrometric method | GB/T 12689.12-2004 | GB/T 12689.12-2004 | [7 empty] | 1350 | 570-138,573-138,573-143
[5 empty] | 铬、铜、铁、铅、镁、锰、镍、硅、锡、钛、锌 | Cr、Cu、Fe、Pb、Mg、Mn、Ni、Si、Sn、Ti、Zn |  | 020102 |  | 铝及铝合金光电直读发射光谱分析方法 | Optical emission spectrometric analysis method of aluminum and aluminum alloys | GB/T 7999-2015 | GB/T 7999-2015 | [7 empty] | 1350 | 570-085
[10 empty] | 铝及铝合金分析方法 原子发射光谱分析方法 | Test Method for Analysis of Aluminum and Aluminum Alloysby Atomic Emission Spectrometry | ASTM E1251-2017a | ASTM E1251-2017a | [7 empty] | 500 | 570-085
[5 empty] | 拉伸性能 | Tensiling performance |  | 030101 |  | 金属材料 拉伸试验 第1部分:室温试验方法 | Metallic materials—Tensile testing —Part 1:Method of test at room temperature | GB/T 228.1–2010 | GB/T 228.1–2010 |  |  | 只测P≤300kN,不做样品加工 | Accredited only for P≤300kN, No sample processing |  |  |  | 800 | 573-107,573-172
[10 empty] | 金属材料 拉伸试验 第1部分：在室温试验方法 | Metallic materials -Tensile testing - Part 1: Method of test at room temperature | ISO 6892-1:2016 | ISO 6892-1:2016 |  |  | 只测P≤300kN,不做样品加工 | Accredited only for P≤300kN, No sample processing |  |  |  | 30 | 573-107,573-172
[10 empty] | 金属材料拉力试验的标准试验方法 | Standard Test Methods for Tension Testing of Metallic Materials | ASTM E8/E8M-2016a | ASTM E8/E8M-2016a |  |  | 只测P≤300kN,不做样品加工 | Accredited only for P≤300kN, No sample processing |  |  |  | 30 | 573-107,573-172
[10 empty] | 金属材料拉伸试验方法 | Method of tensile test for metallic materials | JIS Z2241-2011 | JIS Z2241-2011 |  |  | 只测P≤300kN,不做样品加工 | Accredited only for P≤300kN, No sample processing |  |  |  | 10 | 573-107,573-172
[5 empty] | 洛氏硬度 | Rockwell hardness |  | 030103 |  | 金属材料洛氏硬度试验 第1部分:试验方法(A、B、C、D、E、F、G、H、K、N、T标尺) | Metallic materials—Rockwell hardness test-Part 1:Test method (scales A,B,C,D,E,F,G,H,K,N,T) | GB/T 230.1–2009 | GB/T 230.1–2009 |  |  | 只测A、B、C、N、T标尺 | Accredited only for scales A,B,C,N,T |  |  |  | 750 | 573-598,573-015
[10 empty] | 金属材料洛氏硬度试验第1部分:试验方法 | Metallic materials- Rockwell hardness test Part 1: Test method | ISO 6508-1:2016 | ISO 6508-1:2016 |  |  | 只测A、B、C、N、T标尺 | Accredited only for scales A,B,C,N,T |  |  |  | 750 | 573-598,573-015
[5 empty] | 布氏硬度 | Brinell hardness |  | 030103 |  | 金属材料布氏硬度试验 第1部分:试验方法 | Metallic materials—Brinell hardness test–Part 1:Test method | GB/T 231.1–2009 | GB/T 231.1–2009 | [7 empty] | 750 | 573-139,573-598
[5 empty] | 维氏硬度 | Vickers hardness |  | 030103 |  | 金属材料维氏硬度试验 第1部分:试验方法 | Metallic materials –Vickers hardness test—Part 1:Test method | GB/T 4340.1–2009 | GB/T 4340.1–2009 | [7 empty] | 750 | 573-039,573-599
[10 empty] | 金属材料努氏和维氏硬度标准试验方法 | Standard Test Method for Knoop and Vickers Hardness of Materials ASTM | ASTM E384-2017 | ASTM E384-2017 | [7 empty] | 750 | 573-039,573-599
[5 empty] | 杯突值 | Erichsen cupping testing |  | 030199 |  | 金属材料薄板和薄带 埃里克森杯突试验 | Metallic materials–Sheet and strip–Erichsen cupping test | GB/T 4156–2007 | GB/T 4156–2007 | [7 empty] | 50 | 573-092
[5 empty] | 室温冲击值 | Impact test at room temperature |  | 030199 |  | 金属材料夏比摆锤冲击试验方法 | Metallic materials–Charpy pendulum impact test method | GB/T 229–2007 | GB/T 229–2007 |  |  | 不做样品加工,只测冲击功≤300J | Accredited only for≤300J, No sample processing |  |  |  | 70 | 573-090
[10 empty] | 钢的应变时效敏感性试验方法(夏比冲击法) | Steel–strain ageing sensibility test (Charpy impact method) | GB/T 4160–2004 | GB/T 4160–2004 |  |  | 不做样品加工,只测冲击功≤300J | Accredited only for≤300J, No sample processing |  |  |  | 70 | 573-090
[5 empty] | 平均晶粒度 | Average grain size |  | 030201 |  | 金属平均晶粒度测定方法 | Metal–methods for estimating the average grain size | GB/T 6394–2017 | GB/T 6394–2017 |  |  | 只用截点法 | Accredited only for resection method |  |  |  | 620 | 570-010,573-038
[10 empty] | 金属平均晶粒度测定法 | Standard Test Method for Determining Average Grain Size | ASTM E112-2013 | ASTM E112-2013 |  |  | 只用截点法 | Accredited only for resection method |  |  |  | 620 | 570-010,573-038
[5 empty] | 脱碳深度 | Determination of depth f decarburization |  | 030202 |  | 钢的脱碳层深度测定法 | Determination of depth of decarburization of steels | GB/T224–2008 | GB/T224–2008 | [7 empty] | 620 | 570-010,573-038
[10 empty] | 钢样品脱碳深度的检验方法 | Standard Test Method for Estimating the Depth of Decarburization of Steel Specimens | ASTM E1077-2014 | ASTM E1077-2014 | [7 empty] | 620 | 570-010,573-038
[5 empty] | 非金属夹杂物显微评定 | Determination of content of non–metallic inclusion |  | 030203 |  | 钢中非金属夹杂物含量的测定 标准评级图显微检验法 | Steel–Determination of content of non–metallic inclusion –Micrographic method using standard diagrams | GB/T 10561–2005 | GB/T 10561–2005 | [7 empty] | 780 | 570-010,573-038
[10 empty] | 钢中非金属夹杂物显微评定方法 | Steel–Determination of content of non–metallic inclusions –Micrographic method using standard diagrams | ISO 4967:2013 | ISO 4967:2013 | [7 empty] | 780 | 570-010,573-038
[5 empty] | 渗氮层深度测定和金相组织 | Determination of nitrided case depth and metallographic examination of nitriding structure |  | 030202 |  | 钢铁零件 渗氮层深度测定和金相组织检验 | Steel–iron parts—Determination of nitrided case depth and metallographic examination of nitriding structure | GB/T 11354–2005 | GB/T 11354–2005 | [7 empty] | 780 | 573-038,573-599
[5 empty] | 钢件渗碳淬火有效硬化层深度 | Determination and verification of the effective depth of carburized and hardened cases |  | 030202 |  | 钢件渗碳淬火硬化层深度的测定和校核 | Determination and verification of the effective depth of carburized and hardened cases of steel parts | GB/T 9450–2005 | GB/T 9450–2005 | [7 empty] | 320 | 573-038,573-599
[10 empty] | 钢--表面硬化层厚度的测定 | Steel -- Determination of the thickness of surface-hardened layers | ISO 18203-2016 | ISO 18203-2016 | [7 empty] | 320 | 573-038,573-599
[5 empty] | 金相检验 |  |  | 030204 |  | 灰铸铁金相检验 | Metallographic test for gray cast iron | GB/T 7216–2009 | GB/T 7216–2009 | [7 empty] | 440 | 570-010,573-038
[10 empty] | 球墨铸铁金相检验 | Metallographic test for spheroidal graphite cast iron | GB/T 9441–2009 | GB/T 9441–2009 | [7 empty] | 440 | 570-010,573-038
[10 empty] | 铸铁的微观结构--第1部分：用目视分析法进行石墨分类 | Microstructure of cast irons-Part 1: Graphite classification by visual analysis | ISO 945-1:2008 | ISO 945-1:2008 | [7 empty] | 440 | 570-010,573-038
[10 empty] | 钢的显微组织评定方法 | Steel—Determination of microstructure | GB/T 13299–1991 | GB/T 13299–1991 | [7 empty] | 440 | 570-010,573-038
[10 empty] | 金属显微组织检验方法 | Inspection methods of microstructure for metals | GB/T 13298-2015 | GB/T 13298-2015 | [7 empty] | 5 | 570-010,573-038
[10 empty] | 变形铝及铝合金制品组织检验方法 第1部分：显微组织检验方法 | inspection method for structure of wrought aluminum and aluminum alloy products part 1 : inspection method for microstructure | GB/T 3246.1-2012 | GB/T 3246.1-2012 | [7 empty] | 5 | 570-010,573-038
[5 empty] | 能谱分析 |  |  | 030208 |  | 微束分析 能谱法定量分析 | Microbeam analysis—Quantitative analysis using energy dispersive spectrometry | GB/T 17359-2012 | GB/T 17359-2012 | [7 empty] | 5 | 573-514
[10 empty] | 分析型扫描电子显微镜方法通则 | general rules for analytical scanning electron microscopy | JY/T 010-1996 | JY/T 010-1996 | [7 empty] | 5 | 573-514
[10 empty] | 能量色散谱仪分析标准指导 | Standard Guide for Quantitative Analysis by Energy-Dispersive Spectroscopy | ASTM E1508-2012a | ASTM E1508-2012a | [7 empty] | 5 | 573-514
21 | 塑料件 | Plastics |  | N | 塑料拉伸性能 | Determination of tensiling performance for plastics |  | 050712 |  | 塑料 拉伸性能的测定 第1部分:总则 | Plastics - Determination of tensile properties - Part 1: General principles | GB/T1040.1–2006 | GB/T1040.2–2006 |  |  | 不测泊松比 | Except poisson ratio |  |  |  | 160 | 573-107,573-627
[10 empty] | 塑料 拉伸性能的测定 第2部分:模塑和挤塑塑料的试验条件 | Plastics - Determination of tensile properties - Part 2: Test conditions for moulding and extrusion plastics | GB/T1040.2–2006 | GB/T1040.2–2006 | [7 empty] | 160 | 573-107,573-627
[10 empty] | 塑料 拉伸性能的测定 第3部分:薄膜和薄片的试验条件 | Plastics - Determination of tensile properties - Part 3: Test conditions for films and sheets | GB/T1040.3–2006 | GB/T1040.3–2006 | [7 empty] | 160 | 573-107,573-627
[10 empty] | 塑料 拉伸性能的测定 第4部分:各向同性和正交各向异性纤维增强复合材料的试验条件 | Plastics - Determination of tensile properties - Part 4: Test conditions for isotropic and orthotropic fibre-reinforced plastic composites | GB/T1040.4–2006 | GB/T1040.4–2006 | [7 empty] | 160 | 573-107,573-627
[5 empty] | 塑料邵氏硬度 | Determination of Shore hardness for plastics |  | 050712 |  | 塑料和硬橡胶 使用硬度计测定压痕硬度(邵氏硬度) | Plastics and ebonite–Determination of indentation hardness by means of a durometer (Shore hardness) | GB/T2411–2008 / ISO 868:2003 | GB/T2411–2008 / ISO 868:2003 | [7 empty] | 50 | 573-099
[5 empty] | 塑料弯曲性能 | Determination of flexural performance for plastics |  | 050712 |  | 塑料 弯曲性能的测定 | Plastics–Determination of flexural properties | GB/T9341–2008 | GB/T9341–2008 |  |  | 只测厚度大于3mm的试样 | Accredited only for Specimens with a thickness greater than 3mm. |  |  |  | 50 | 573-107,573-627
[10 empty] | 塑料弯曲性能试验方法 | Plastics–Determination of flexural properties | ISO 178:2010 | ISO 178:2010 |  |  | 只测厚度大于3mm的试样 | Accredited only for Specimens with a thickness greater than 3mm. |  |  |  | 50 | 573-107,573-627
[5 empty] | 塑料冲击强度 | Determination of charpy impact strength for plastics |  | 050712 |  | 塑料 简支梁冲击性能的测定 第1部分:非仪器化冲击试验 | Plastics–Determination of charpy impact properties–Part 1: Non-instrumented impact test | GB/T1043.1–2008 | GB/T1043.1–2008 | [7 empty] | 150 | 573-091
[10 empty] | 塑料.摆锤式冲击性能测定.第1部分:非仪器化冲击试验 | Plastics–Determination of charpy impact properties- Part1: Non-instrumented impact test | ISO 179-1:2010 | ISO 179-1:2010 | [7 empty] | 150 | 573-093
[5 empty] | 塑料球压硬度 | Determination of ball indentation hardness for plastics |  | 050712 |  | 塑料 硬度测定 第1部分：球压痕法 | Plastics—Determination of hardness—Part 1: Ball indentation method | GB/T3398.1–2008 | GB/T3398.1–2008 | [7 empty] | 50 | 573-100
[5 empty] | 热重分析 | reaction kinetics |  | 050712 |  | 塑料.聚合物的热重分析法(TG).一般原理 | Plastics — Thermogravimetry (TG) ofpolymers —Part 1:General principles | ISO 11358-1-2014 | ISO 11358-1-2014 | 8.28.3 | 8.28.3 | [5 empty] | 5 | 570-212
[5 empty] | 玻璃化转变温度 | glass transition temperature |  | 050712 |  | 塑料 差示扫描量热法(DSC)第2部分：玻璃化转变温度的测定 | Plastics—Differential scanning calorimetry(DSC)—Part 2:Determination of glass transition temperature | GB/T 19466.2-2004 | GB/T 19466.2-2004 | [7 empty] | 5 | 570-213
[5 empty] | 熔融和结晶温度及热焓 | temperature and enthalpy of melting and crystalliation |  | 050712 |  | 塑料 差示扫描量热法(DSC) 第3部分：熔融和结晶温度及热焓的测定 | Plastics—Differential scanning calorimetry (DSC)—Part 3:Determination of temperature and enthalpy of melting and crystalliation | GB/T 19466.3-2004 | GB/T 19466.3-2004 | [7 empty] | 5 | 570-213
[5 empty] | 维卡软化温度 | Vicat sofening temperature |  | 050712 |  | 热塑性塑料维卡软化温度(VST)的测定 | Plastics--Thermoplastic materials--Determination of Vicat sofening temperature (VST) | GB/T 1633-2000 | GB/T 1633-2000 | [7 empty] | 10 | 572-124
[5 empty] | 熔体质量流动速率 | melt mass-flow rate(MFR) and the melt volume-flow rate (MVR) |  | 050712 |  | 热塑性塑料熔体流动速率试验方法 | Determination of the melt mass-flow rate(MFR) and the melt volume-flow rate (MVR) of thermoplastics | GB/T 3682-2000 | GB/T 3682-2000 |  |  | 只做方法A |  |  |  |  | 5 | 572-126
[5 empty] | 负荷热变形温度 | temperature of deflection under load |  | 050712 |  | 塑料 负荷变形温度的测定 第2部分: 塑料、硬橡胶和长纤维增强复合材料 | Plastics--Determination of temperature of deflection under load--Part 2:Plastics,ebonite and long-fibre-reinforced composites | GB/T 1634.2-2004 | GB/T 1634.2-2004 | [7 empty] | 5 | 572-124
[10 empty] | 塑料负荷变形温度的测定第1部分：通用试验方法 | Plastics—Determinationoftemperatureofdeflectionunderload—Part1:Generaltestmethod | GB/T 1634.1-2004 | GB/T 1634.1-2004 | [7 empty] | 5 | 572-124
[5 empty] | 线性热膨胀系数 | coefficient of linear thermal expansion |  | 050712 |  | 塑料 - 热力学分析（TMA ） - 第2部分：测定系数线性热膨胀和玻璃化转变温度 | Plastics-Thermomechanical analysis (TMA)-Part 2:Determination of coefficient of linear thermal expansion and glass transition temperature | ISO 11359.2-1999 | ISO 11359.2-1999 | [7 empty] | 5 | 572-125,570-123
[5 empty] | 成分分析 | component analysis |  | 050712 |  | 红外光谱分析方法通则 | General rules for infrared analysis | GB/T 6040-2002 | GB/T 6040-2002 | 5.2.2;5.2.5a;7 | 5.2.2;5.2.5a;7 | 只做定性分析 | Only for qualitative analysis ; |  |  |  | 10 | 570-214
[5 empty] | 密度 | Density |  | 050712 |  | 塑料 非泡沫塑料密度的测定 第1部分 浸渍法、液体比重瓶法和滴定法 | Plastics - Methods for determining the density of non-cellular plastics - Part 1: Immersion method liquid pyknometer method and titration method | GB/T 1033.1-2008 | GB/T 1033.1-2008 |  |  | 只做方法A,浸渍法 |  |  |  |  | 35 | 573-143
[5 empty] | 灰分 | Ash |  | 050712 |  | 塑料灰分的测定第1部分：通用方法 | Plastics - Determination of ash - Part 1: General methods | GB/T 9345.1-2008 | GB/T 9345.1-2008 |  |  | 只做方法A,直接煅烧法 |  |  |  |  | 35 | 573-143,573-138,572-129
[10 empty] | 塑料 灰分的测定 第2部分：聚对苯二甲酸烷撑酯 | Plastics - Determination of ash - Part 2: Poly(alkylene terephthalate)materials | GB/T 9345.2-2008 | GB/T 9345.2-2008 | [7 empty] | 35 | 573-143,573-138,572-129
[10 empty] | 塑料 灰分的测定 第4部分：聚酰胺 | Plastics - Determination of ash - Part 4: Polyamides | GB/T 9345.4-2008 | GB/T 9345.4-2008 | [7 empty] | 35 | 573-143,573-138,572-129
[10 empty] | 塑料 灰分的测定 第5部分：聚氯乙烯 | Plastics - Determination of ash - Part 5: Poly(vinyl chloride) | GB/T 9345.5-2010 | GB/T 9345.5-2010 | [7 empty] | 35 | 573-143,573-138,572-129
[5 empty] | 色差、外观 | Chromatic aberration, appearance |  | 050712 |  | 塑料在玻璃下日光、自然气候或实验室光源暴露后颜色和性能变化的测定 | Plastics-Determination of changes in colour and variationgs in properties after exposure to daylight under glass,natural weathering or laboratory light sources | GB/T 15596-2009 | GB/T 15596-2009 | 4.1.4.3 | 4.1.4.3 | [5 empty] | 270 | 570-088
[5 empty] | 耐光老化 | Environment test Tests for colour fastness |  | 050712 |  | 塑料实验室光源暴露试验方法 第2部分:氙弧灯 | Plastics—Methods of exposure to laboratory light sources—Part 2:Xenon-arc sources | GB/T 16422.2-2014 | GB/T 16422.2-2014 | [7 empty] | 270 | 570-088
21 | 电子电气产品（电磁兼容） | Electronic electrical products |  | N | 传导发射（CE） | Conduction emission |  | 120901,121305 |  | 工业、科学和医疗（ISM）射频设备 电磁骚扰特性 限值和测量方法 | Industrial,scientific and medical equipment-Radio-frequency disturbance characteristics-Limits and methods of measurement | CISPR 11:2019 | CISPR 11:2019 | 8~9 | 8~9 | 不测光伏系统的低压直流端口 | Except for LV DCpower port of photovoltai c system | 变更 | Change |  | ＞50 | 574-135,574-209,574-569,574-182,574-181,574-294,574-669
[5 empty] | 电磁兼容（EMI） | EMI |  | 1209,1223 |  | Electromagnetic compatibility (EMC) - Part 6-4: Generic standards - Emission standard for industrial environments | Electromagnetic compatibility (EMC) - Part 6-4: Generic standards - Emission standard for industrial environments | IEC 61000-6-4:2018 | IEC 61000-6-4:2018 | 9 | 9 |  |  | 变更 | Change |  | >3 | 574-135,574-209,574-569,574-125,574-575,574-218,574-577,574-669,574-181,574-182
[5 empty] | 电磁兼容（EMS） | EMS |  | 1210,1223 |  | 电磁兼容 通用标准 居住、商业和轻工业环境中的抗扰度试验 | Electromagnetic compatibility--Generic standards--Immunity for residential，commercial and light-industrial environments | GB/T 17799.1-2017 | GB/T 17799.1-2017 | 8 | 8 | 不测射频共模 | Except for Radio- frequency common mode | 变更 | Change |  | >3 | 574-190,574-198,574-124,574-327,574-351,574-520,574-584,574-141,574-192,574-602,574-601,574-600,574-599,574-598,574-597,574-596,574-521,574-586,574-587,574-588,574-589,574-217,574-218,574-392,574-393,574-517,574-518,574-550,574-626,574-603,574-132,574-519,574-605,574-606,574-607,574-604,574-608,574-380,574-381,574-299,574-289,574-377,574-382,574-291,574-379,574-221,574-440,574-428,574-388,574-389,574-390,574-391,574-392,574-393,574-394,574-395,574-429,574-430,574-431,574-432,574-433
[5 empty] | 电压波动和闪烁 | voltage changes, voltage fluctuations and flicker |  | 120910,122399 |  | 电磁兼容 第 3-11 部分 限值 对额定电流≤75A 且有条件接入的设备在公用低压供电系统中产生的电压变化、电压波动和闪烁的限制 | Electromagnetic compatibility(EMC)-Part 3-11:Limits-Limitation of voltage changes,voltage fluctuations and flicker in public low-voltage supply systems; Equipment with rated current<=75 A and subject to conditional connection | IEC 61000-3-11:2017 | IEC 61000-3-11:2017 | 3~6 | 3~6 |  |  | 变更 | Change |  | >20 | 574-292,574-293,574-380
[10 empty] | 电磁兼容 第 3-3 部分 限值 对每相额定电流≤16A 且无条件接入的设备在公用低压供电系统中产生的电压变化、电压波动和闪烁的限制 | Electromagnetic compatibility(EMC)-Part 3-3: Limits-Limitation of voltage changes,voltage fluctuations and flicker in public low-voltage supply systems,for equipment with rated current ≤16 A per phase and not subject to conditional connection | IEC 61000-3-3:2017 | IEC 61000-3-3:2017 | 3~6 | 3~6 |  |  | 变更 | Change |  | >20 | 574-292,574-293,574-380
[5 empty] | 辐射发射（RE） | Radiation emission |  | 120906,120907 |  | 工业、科学和医疗（ISM）射频设备 电磁骚扰特性 限值和测量方法 | Industrial,scientific and medical equipment-Radio-frequency disturbance characteristics-Limits and methods of measurement | CISPR 11:2019 | CISPR 11:2019 | 8~9 | 8~9 |  |  | 变更 | Change |  | ＞50 | 574-135,574-209,574-569,574-125,574-575,574-218,574-577
[5 empty] | 辐射抗扰度（RS） | Radiated immunity |  | 121005,122302 |  | 电磁兼容 试验和测量技术 射频电磁场辐射抗扰度试验 | Electromagnetic compatibility-Testing and measurement techniques-Radiated,radio-frequency,electromagnetic field immunity test | GB/T 17626.3-2016 | GB/T 17626.3-2016 | 5~8 | 5~8 |  |  | 变更 | Change |  | ＞50 | 574-190,574-198,574-124,574-327,574-351,574-520,574-584,574-141,574-192,574-602,574-601,574-600,574-599,574-598,574-597,574-596,574-521,574-586,574-587,574-588,574-589,574-217,574-218,574-392,574-393,574-517,574-518,574-550,574-626,574-603,574-132,574-519,574-605,574-606,574-607,574-604,574-608
[5 empty] | 浪涌（冲击）抗扰度 | Surge |  | 121003,122304 |  | 电磁兼容 第 4-5 部分 试验和测量技术 浪涌（冲击）抗扰度试验 | Electromagnetic compatibility(EMC). Part 4-5:Testing and measurement techniques. Surge immunity test | IEC 61000-4-5:2017 | IEC 61000-4-5:2017 | 5~8 | 5~8 | 只测电源端口 | Accredited only for power port | 变更 | Change |  | >50 | 574-291,574-379,574-382
[10 empty] | 电磁兼容 试验和测量技术 浪涌（冲击）抗扰度试验 | Electromagnetic compatibility-Testing and measurement techniques-Surge immunity test | GB/T 17626.5-2019 | GB/T 17626.5-2019 | 8~9 | 8~9 | 只测电源端口 | Accredited only for power port | 变更 | Change |  | >50 | 574-291,574-379,574-382
[5 empty] | 谐波电流 | Harmonics |  | 120909,122399 |  | 电磁兼容 第 3-2 部分 限值 谐波电流发射限值(设备每相输入电流≤16A) | Electromagnetic compatibility(EMC). Part 3-2:Limits. Limits for harmonic current emissions(equipment input current ≦ 16 A per phase) | IEC 61000-3-2:2018 | IEC 61000-3-2:2018 | 3~6 | 3~6 |  |  | 变更 | Change |  | >20 | 574-292,574-293,574-380
21 | 橡胶件 | Rubber vulcanized or thermoplastic |  | N | 橡胶拉伸性能 | Determination of tensiling performance for rubber |  | 050899 |  | 硫化橡胶或热塑性橡胶拉伸应力应变性能的测定 | Rubber, vulcanized or thermoplastic—Determination of tensile stress –strain properties | GB/T528–2009 | GB/T528–2009 | [7 empty] | 50 | 573-107,573-627
[10 empty] | 硫化橡胶或热塑性塑料拉伸应力应变性能测定 | Rubber, vulcanized or thermoplastic—Determination of tensile stress –strain properties | ISO37:2011 | ISO37:2011 | [7 empty] | 50 | 573-107,573-627
[5 empty] | 橡胶撕裂强度 | Determination of tear strength for rubber |  |  |  | 硫化橡胶或热塑性橡胶撕裂强度的测定(裤形、直角形和新月形试样) | Rubber, vulcanized or thermoplastic—Determination of tear strength (Trouser, angle and crescent test pieces) | GB/T529–2008 | GB/T529–2008 | [7 empty] | 50 | 573-107,573-627
[10 empty] | 硫化橡胶—撕裂强度的测定 | Rubber, vulcanized or thermoplastic– Determination of tear strength Part 1:Trouser, angle and crescent test pieces | ISO 34-1:2015 | ISO 34-1:2015 | [7 empty] | 50 | 573-107,573-627
[5 empty] | 橡胶与织物粘合强度 | Determination of adhesion to textile fabric |  |  |  | 硫化橡胶或热塑性橡胶与织物粘合强度的测定 | Rubber, Vulcanized or thermoplastic–determination of adhesion to textile fabric | GB/T532–2008 | GB/T532–2008 | [7 empty] | 50 | 573-107,573-627
[10 empty] | 硫化橡胶或热塑性橡胶与织物粘合强度的测定 | Rubber, Vulcanized or thermoplastic–determination of adhesion to textile fabric | ISO 36:2017 | ISO 36:2017 | [7 empty] | 50 | 573-107,573-627
[5 empty] | 橡胶耐热空气老化性能 | Hot air resistant–aging test |  |  |  | 硫化橡胶或热塑性橡胶热空气加速老化和耐热试验 | Rubber, vulcanized or thermoplastic–Accelerated ageing and heat resistance tests–Air–oven method | GB/T 3512-2014 | GB/T 3512-2014 | [7 empty] | 50 | 572-025
[5 empty] | 橡胶回弹性 | Determination of rebound resilience of vulcanizates |  |  |  | 硫化橡胶回弹性的测定 | Rubber—Determination of rebound resilience of vulcanizates | GB/T1681–2009 | GB/T1681–2009 | [7 empty] | 50 | D573-036
[10 empty] | 橡胶—硫化橡胶回弹性的测定 | Rubber—Determination of rebound resilience of vulcanizates | ISO4662：2017 | ISO4662：2017 | [7 empty] | 50 | D573-036
[5 empty] | 耐臭氧老化性能 | Ozone resistant–aging test |  |  |  | 硫化橡胶或热塑性橡胶 耐臭氧龟裂静态拉伸试验 | Rubber, vulcanized or thermoplastic–Resistance to ozone cracking–Part 1: Static strain test | GB/T7762–2014 | GB/T7762–2014 | [7 empty] | 50 | 573-107,573-627,570-059
[10 empty] | 硫化橡胶或热塑性塑料—耐臭氧老化第一部分：静态动态拉伸测试 | Rubber, vulcanized or thermoplastic–Resistance to ozone cracking–Part 1: Static and dynamic strain test | ISO1431–1:2012 | ISO1431–1:2012 | [7 empty] | 50 | 573-107,573-627,570-059
[5 empty] | 橡胶硬度 | Determination of hardness for rubber |  |  |  | 硫化橡胶或热塑性橡胶 压入硬度试验方法 第1部分:邵氏硬度计法(邵尔硬度) | Rubber , vulcanized or thermoplastic-Determination of indentation hardness- Part 1: Duromerer method (Shore hardness) | GB/T531.1–2008 | GB/T531.1–2008 | [7 empty] | 50 | 573-099
[10 empty] | 硫化橡胶或热塑性橡胶 压入硬度试验方法 第2部分:便携式橡胶国际硬度计法 | Rubber vulcanized or thermoplastic - Determination of indentation hardness - Part 2: IRHD pocket meter method | GB/T531.2–2009 | GB/T531.2–2009 | [7 empty] | 370 | 570-090
[10 empty] | 硫化橡胶硬度试验方法 第一部分：硬度计法（邵氏硬度） | Rubber, vulcanized or thermoplastic- Determination of indentation hardness-Part 1: Durometer method (Shore hardness) | ISO 7619-1:2010 | ISO 7619-1:2010 | [7 empty] | 370 | 570-090
[10 empty] | 硫化橡胶硬度试验方法 第二部分：IRHD袖珍计法 | Rubber, vulcanized or thermoplastic- Determination of indentation hardness-Part 2:IRHD pocket meter medthod | ISO 7619-2:2010 | ISO 7619-2:2010 | [7 empty] | 370 | 570-090
[5 empty] | 耐液体性能 | Property of liquids resistance |  | 050899 |  | 硫化橡胶或热塑性橡胶耐液体试验方法 | Rubber vulcanized or thermoplastic-the effect of liquids | GB/T1690-2010 | GB/T1690-2010 | 7.2,7.3,7.6,7.7 | 7.2,7.3,7.6,7.7 | [5 empty] | 400 | 572-025,796-010
21 | 非金属内饰材料 | Non-metallic Materials |  | N | 总碳挥发 | Emission of organic compounds |  | 023904 |  | 轿车内饰材料总碳挥发量的测定 | Determination of emission of organic compounds | JCBZ 38-2008（2017） | JCBZ 38-2008（2017） | [7 empty] | 75 | 570-108,573-143
[10 empty] | 汽车内部非金属材料的有机挥发物的测试 | Determination Of Organic Emissions From Non-Metallic Materials In Vehicle Interiors | VDA277-1995 | VDA277-1995 | [7 empty] | 40 | 570-108,573-143
[5 empty] | 内饰材料的雾化性能 | The Fogging Characteristics of Interior Automotive Materials |  | 023904 |  | 汽车-内部设备所用材料雾化性能的确定 | Determination of the windscreen fogging characteristics of trim materials in motor vehicles | DIN 75201-2011 | DIN 75201-2011 | [7 empty] | 75 | 572-056,573-286
[10 empty] | 橡胶、塑料、人造革——汽车内饰件雾度特性的测定 | Rubber-or plastics-coated fabrics- Determine The Fogging Characteristics of trim materials in the interior of automobiles | ISO 6452:2007 | ISO 6452:2007 | [7 empty] | 75 | 572-056,573-286
[10 empty] | 汽车内饰件雾度特性测试方法 | Determine of the Fogging Characteristics of Interior Automotive Materials | SAE J1756-2006 | SAE J1756-2006 | [7 empty] | 75 | 572-056,573-286
[5 empty] | 内饰材料醛酮类散发 | Aldehyde and Ketone Emissions from Interior Materials |  | 023904 |  | 车内装饰材料醛酮类物质散发测试方法 | Determination of Aldehyde and Ketone Emissions from Interior Materials | GMW 15635-2017 | GMW 15635-2017 | [7 empty] | 375 | 570-152,796-010
[10 empty] | 汽车内饰材料中甲醛释放量的测定 | Determination of Formaldehyde from Vehicle Interior with Modified Flask Method | VDA275-1994 | VDA275-1994 | [7 empty] | 95 | 570-144,796-010
[5 empty] | 内饰材料挥发性、半挥发性有机物 | Volatile and Semi-Volatile Organic Compounds from Vehicle Interior Materials |  | 023904 |  | 车内装饰材料挥发性和半挥发性有机物测试方法 | Determination of Volatile and Semi-Volatile Organic Compounds from Vehicle Interior Materials | GMW 15634-2013 | GMW 15634-2013 | [7 empty] | 375 | 570-155
[10 empty] | 热解吸气相色谱法VOC和FOG排放测试 | Thermodesorption Analysis of Organic Emissions for the Characteriaztion of N0n-metallic Automobile Interior Materials | VDA278-2011 | VDA278-2011 | [7 empty] | 375 | 570-155
[10 empty] | 粘胶剂不挥发物含量的测定 | Test method for nonvolatile content of adhesives | GB/T 2793-1995 | GB/T 2793-1995 | [7 empty] | 16 | 572-129
[5 empty] | 挥发性有机物袋式法 | Bag method of the emissions of volatile organic compunds |  | 023904 |  | 道路车辆的内部空气-第2部分：测定来自车辆内部零件和材料的挥发性有机化合物排放的筛选法-袋法 | Interior air of road vehicles--Part 2: Screening method for the determination of the emissions of volatile organic compunds from vehicle interior parts and materials--Bag method | ISO 12219.2-2012 | ISO 12219.2-2012 | [7 empty] | 148 | 570-157,570-152,570-155,570-190,570-191,570-192,570-193,570-194
[5 empty] | 挥发性有机物小室法 | Small chamber method of the emissions of volatile organic compunds |  | 023904 |  | 道路车辆内空气.第4部分:来自车辆内装品和材料的挥发性有机化合物释放的测定方法.小室法 | Interior air of road vehicles - Part 4: Method for the determination of the emissions of volatile organic compounds from vehicle interior parts and materials - Small chamber method | ISO 12219.4-2013 | ISO 12219.4-2013 | [7 empty] | 5 | 570-204,570-152,570-155,570-190,570-191,570-192,570-193,570-194
[10 empty] | 使用一个1立方米的试验箱测定来自汽车内部零部件的有机物排放量 | Determination Of Organic Substances As Emitted From Automotive Interior Products Using A 1 M[3] Test Cabinet - Part 1: Standard-Emission | VDA276-2005 | VDA276-2005 | [7 empty] | 5 | 570-204,570-152,570-155,570-190,570-191,570-192,570-193,570-194
[5 empty] | 气味 | Odor |  | 023904 |  | 汽车内饰件材料的气味性质 | Determination Odor Characteristics Trim Material Motor Vehicles | VDA270-2016 | VDA270-2016 | [7 empty] | 46 | 796-010
[10 empty] | 汽车内饰件材料的气味性质 | Determining the Resistance to Odor Propagation of Interior Materials | GMW 3205-2016 | GMW 3205-2016 | [7 empty] | 46 | 796-010
[5 empty] | 导热系数 | Therm conductivity |  | 031710 |  | 绝热材料稳态热阻及有关特性的测定防护热板法 | Thermal insulation - Determination of steady-state thermal resistance and related properties - Guarded hot plate apparatus | GB/T 10294-2008 | GB/T 10294-2008 | 3.3 | 3.3 | [5 empty] | 15 | 572-112
21 | 涂镀层 | Paints and varnishes |  | N | 镀层厚度 | coating thickness |  | 021702 |  | 磁性基体上非磁性覆盖层 覆盖层厚度测量 磁性法 | Non-magnetic coating on magnetic substrates- Measurement of coating thickness-Magnetic mehtod | GB/T 4956-2003 | GB/T 4956-2003 | [7 empty] | 1430 | 571-178
[10 empty] | 通过用扫描电子显微镜测量横截面来测量金属涂层厚度的试验方法 | Standard Test Method for Measurement of Thickness of Metallic Coatings by Measurement of Cross Section with a Scanning Electron Microscope | ASTM B748-1990(2016) | ASTM B748-1990(2016) | [7 empty] | 17 | 573-514
[10 empty] | 金属覆层.覆层厚度的测量.阳极溶解库仑 | Metallic coatings - Measurement of coating thickness - Coulometric method by anodic dissolution | ISO 2177-2003 | ISO 2177-2003 | [7 empty] | 30 | 571-174
[10 empty] | 金属和氧化物覆盖层厚度测量显微镜法 | Metallic and oxide coatings-Measurement of coating inckness-Microscopical method | GB/T 6462-2005 | GB/T 6462-2005 | [7 empty] | 76 | 570-010,573-038
[5 empty] | 漆膜厚度 | film thickness |  | 021702 |  | 色漆和清漆 漆膜厚度的测定 | Paints and varnishes - Determination of film thickness | GB/T 13452.2-2008 | GB/T 13452.2-2008 | 5.4.4.1 | 5.4.4.1 | 只做截面法 |  |  |  |  | 8 | 570-010,573-038
[5 empty] | 漆膜划格试验 | Paints and varnishes- Cross cut test for films |  | 021702 |  | 色漆和清漆 漆膜的划格试验 | Paints and varnishes-Cross cut test for films | GB/T 9286-1998 | GB/T 9286-1998 | [7 empty] | 1250 | 570-097
[10 empty] | 色漆和清漆 漆膜的划格试验 | Paints and varnishes- Cross-cut test | ISO 2409:2013 | ISO 2409:2013 | [7 empty] | 1250 | 570-097
[5 empty] | 飞石冲击 | Multi-impact testing |  | 021702 |  | 涂料和清漆.涂层的耐石片划痕的测定.第1部分:多冲击试验 | Paints and varnishes -- Determination of stone-chip resistance of coatings -- Part 1: Multi-impact testing | ISO 20567-1-2017 | ISO 20567-1-2017 | [7 empty] | 115 | 570-145
[5 empty] | 铅笔硬度 | hardness by pencil test |  | 021711 |  | 色漆和清漆 铅笔法测定漆膜硬度 | Paints and varnishes - Determination of film hardness by pencil test | GB/T 6739-2006 | GB/T 6739-2006 | [7 empty] | 10 | 573-618
[5 empty] | 目视比色 | colour of paints |  | 021702 |  | 色漆和清漆 色漆的目视比色 | Paints and varnishes - Visual comparison of the colour of paints | GB/T 9761-2008 | GB/T 9761-2008 | [7 empty] | 480 | 571-178
21 | 汽车空调用密封件:O形橡胶密封圈(胶料) | Sealing Part of Vehicles Air–conditioner (HFC–134a) |  | N | 邵尔A硬度 |  |  | 031799 |  | 汽车空调(HFC-134a)用密封件 第1部分:O形橡胶密封圈 | Sealing Part of Vehicles Air–conditioner (HFC–134a) | QC/T666.1–2010（2017）5.1.2 | QC/T666.1–2010（2017）5.1.2 | [7 empty] | 10 | 570-106,573-099,570-090,573-107,573-627,572-025,570-207,570-208,573-138
[5 empty] | 拉伸强度 断裂伸长率 |  |  | 031799 |  | 汽车空调(HFC-134a)用密封件 第1部分:O形橡胶密封圈 | Sealing Part of Vehicles Air–conditioner (HFC–134a) | QC/T666.1–2010（2017）5.1.3 | QC/T666.1–2010（2017）5.1.3 | [7 empty] | 10 | 570-106,573-099,570-090,573-107,573-627,572-025,570-207,570-208,573-138
[5 empty] | 热空气老化 |  |  | 031799 |  | 汽车空调(HFC-134a)用密封件 第1部分:O形橡胶密封圈 | Sealing Part of Vehicles Air–conditioner (HFC–134a) | QC/T666.1–2010（2017）5.1.4 | QC/T666.1–2010（2017）5.1.4 | [7 empty] | 10 | 570-106,573-099,570-090,573-107,573-627,572-025,570-207,570-208,573-138
[5 empty] | 压缩永久变形 |  |  | 031799 |  | 汽车空调(HFC-134a)用密封件 第1部分:O形橡胶密封圈 | Sealing Part of Vehicles Air–conditioner (HFC–134a) | QC/T666.1–2010（2017）5.1.5 | QC/T666.1–2010（2017）5.1.5 | [7 empty] | 10 | 570-106,573-099,570-090,573-107,573-627,572-025,570-207,570-208,573-138
[5 empty] | 耐低温 |  |  | 031799 |  | 汽车空调(HFC-134a)用密封件 第1部分:O形橡胶密封圈 | Sealing Part of Vehicles Air–conditioner (HFC–134a) | QC/T666.1–2010（2017）5.1.6 | QC/T666.1–2010（2017）5.1.6 | [7 empty] | 10 | 570-106,573-099,570-090,573-107,573-627,572-025,570-207,570-208,573-138
[5 empty] | 耐PAG油 |  |  | 031799 |  | 汽车空调(HFC-134a)用密封件 第1部分:O形橡胶密封圈 | Sealing Part of Vehicles Air–conditioner (HFC–134a) | QC/T666.1–2010（2017）5.1.7 | QC/T666.1–2010（2017）5.1.7 | [7 empty] | 10 | 570-106,573-099,570-090,573-107,573-627,572-025,570-207,570-208,573-138
[5 empty] | 耐臭氧 |  |  | 031799 |  | 汽车空调(HFC-134a)用密封件 第1部分:O形橡胶密封圈 | Sealing Part of Vehicles Air–conditioner (HFC–134a) | QC/T666.1–2010（2017）5.1.8 | QC/T666.1–2010（2017）5.1.8 | [7 empty] | 10 | 570-106,573-099,570-090,573-107,573-627,572-025,570-207,570-208,573-138
[5 empty] | 耐制冷剂及耐制冷剂和PAG混合液 |  |  | 031799 |  | 汽车空调(HFC-134a)用密封件 第1部分:O形橡胶密封圈 | Sealing Part of Vehicles Air–conditioner (HFC–134a) | QC/T666.1–2010（2017）5.1.9 | QC/T666.1–2010（2017）5.1.9 | [7 empty] | 10 | 570-106,573-099,570-090,573-107,573-627,572-025,570-207,570-208,573-138
[5 empty] | 耐金属腐蚀 |  |  | 031799 |  | 汽车空调(HFC-134a)用密封件 第1部分:O形橡胶密封圈 | Sealing Part of Vehicles Air–conditioner (HFC–134a) | QC/T666.1–2010（2017）5.1.10 | QC/T666.1–2010（2017）5.1.10 | [7 empty] | 10 | 570-106,573-099,570-090,573-107,573-627,572-025,570-207,570-208,573-138
21 | 汽车内饰材料 | interior material |  | N | 燃烧特性 | flammability |  | 031706 |  | 汽车内饰材料的燃烧特性 | Flammability of automotive interior materials | GB 8410-2006 | GB 8410-2006 | [7 empty] | 1500 | D576-012,JMC-173-1,JML-312-1,D572-128,572-041,570-075
[5 empty] | 水平燃烧性能 | horizontal burning characteristic |  | 031706 |  | 塑料燃烧性能的测定 水平法和垂直法 | plastics-determination of burning characteristics-horizontal and vertical test | GB/T2408-2008 | GB/T2408-2008 | [7 empty] | 5 | 572-109,D576-012,JMC-173-1,572-023,796-010,D571-048
[5 empty] | 垂直燃烧性能 | vertical burning characteristics |  | 031706 |  | 塑料燃烧性能的测定 水平法和垂直法 | plastics-determination of burning characteristics-horizontal and vertical test | GB/T2408-2008 | GB/T2408-2008 | [7 empty] | 5 | 572-109,D576-012,JMC-173-1,572-023,796-010,D571-048
[5 empty] | 氧指数 | Oxygen index |  | 031706 |  | 《塑料 用氧指数法测定燃烧行为》 | plastics-determination of burning behaviour by oxygen index-Part 2:Ambient-temperature test | GB/T 2406.2-2009 | GB/T 2406.2-2009 | [7 empty] | 2 | JMC-173-1,572-041,D576-012,570-123
[5 empty] | 橡胶材料氧指数 | Oxygen index of rubber materials |  | 031706 | Y | 橡胶燃烧性能的测定 | Rubber-Determination of the burning | GB/T10707-2008 | GB/T10707-2008 | [7 empty] | 1 | JMC-173-1,572-041,D576-012,570-123
[5 empty] | 垂直燃烧性能 | vertical burning characteristics |  | 031706 | Y | 橡胶燃烧性能的测定 | Rubber-Determination of the burning | GB/T10707-2008 | GB/T10707-2008 | [7 empty] | 1 | 572-109,D576-012,JMC-173-1,572-023
[5 empty] | 垂直燃烧特性 | vertical burning characteristics |  | 031706 | Y | 《特定种类汽车内饰材料垂直燃烧特性技术要求和试验方法》 | Requirement of vertical flammability characteristic and test methodfor certain category automobile interior material | GB32086-2015 | GB32086-2015 | [7 empty] | 10 | 572-100,D576-012,D571-362,JML-312-1,572-041
[5 empty] | 内饰材料阻燃特性 | flammability |  | 031706 | Y | 《营运客车内饰材料阻燃特性》 | Safty specifications for commercial bus | JT/T 1095-2016 | JT/T 1095-2016 | [7 empty] | 10 | D576-012,570-123,570-075,572-041,JMC-173-1,572-100,570-122
[5 empty] | 燃烧特性 | flammability |  | 031706 | Y | 车辆內装材料阻燃性能要求 | Vehicle Safety Testing Directions19 | 车辆安全检测基准19 | 车辆安全检测基准19- | [7 empty] | 1 | D576-012,JMC-173-1,JML-312-1,D572-128,572-041,570-075,570-122
[5 empty] | 氧指数 | Oxygen index |  | 031799 | Y | 《纺织品 燃烧性能试验 氧指数法》 | Textiles-Burning behaviour-Oxygen index method | GB/T 5454-1997 | GB/T 5454-1997 | [7 empty] | 5 | D571-175,572-041,D576-012,570-123
22 | 非道路移动机械发动机 | Diesel engines of non-road mobile machinery |  | N | 排气污染物 | Emissions |  | 031108 |  | 非道路移动机械用柴油机排气污染物排放限值及测量方法(中国Ⅰ、Ⅱ阶段) | Limits and measurement methods for exhaust pollutants from diesel engines of non-road mobile machinery（Ⅰ、Ⅱ） | GB 20891-2007 | GB 20891-2007 | 5 附录C | 5 Appendix C | [5 empty] | 0 | 573-477,573-476,573-183,573-498,570-095,573-182,573-182-1,570-148,570-147,573-478,570-174,573-480,573-513,573-590,573-591,573-592
[10 empty] | 非道路移动机械用柴油机排气污染物排放限值及测量方法(中国第三、四阶段） | Limits and measurement methods for exhaust pollutants from diesel engines of non-road mobile machinery（CHINA Ⅲ，Ⅳ） | GB 20891-2014 | GB 20891-2014 | 5 附录B | 5 Appendix B | [5 empty] | 46 | 573-477,573-476,573-183,573-498,570-095,573-182,573-182-1,570-148,570-147,573-478,570-174,573-480,573-513,573-590,573-591,573-592,570-126
[10 empty] | 非道路机械用柴油机排气污染物限值及测量方法 | Limits and measurement methods for exhaust pollutants from diesel engines of non-road mobile machinery | DB11/185-2013 | DB11/185-2013 | 6.1.1 | 6.1.1 | [5 empty] | 5 | 573-477,573-476,573-183,573-498,570-095,573-182,573-182-1,570-148,570-147,573-478,570-174,573-480,573-513,573-590,573-591,573-592,570-126
[10 empty] | 非道路机器用内燃机的气体和颗粒排放物的测量 | Uniform provisions concerning the measures to be taken against the emission of gaseous and particulate pollutants from Non-road Mobile Machinery | 97/68/EC (含修订单） | 97/68/EC (Including Amendment） | [7 empty] | 0 | 573-477,573-476,573-183,573-498,570-095,573-182,573-182-1,570-148,570-147,573-478,570-174,573-480,573-513,573-590,573-591,573-592,570-126
[5 empty] | 耐久性 | Durability |  | 031108 |  | 非道路移动机械用柴油机排气污染物排放限值及测量方法(中国第三、四阶段） | Limits and measurement methods for exhaust pollutants from diesel engines of non-road mobile machinery（CHINA Ⅲ，Ⅳ） | GB 20891-2014 | GB 20891-2014 | 5 附录B | 5 Appendix B | [5 empty] | 6 | 573-477,573-476,573-183,573-498,573-497,573-587,573-588,573-589
[10 empty] | 非道路机械用柴油机排气污染物限值及测量方法 | Limits and measurement methods for exhaust pollutants from diesel engines of non-road mobile machinery | DB11/185-2013 | DB11/185-2013 | 6.1.3 | 6.1.3 | [5 empty] | 0 | 573-477,573-476,573-183,573-498,573-497,573-587,573-588,573-589
[10 empty] | 非道路机器用内燃机的气体和颗粒排放物的测量 | Uniform provisions concerning the measures to be taken against the emission of gaseous and particulate pollutants from Non-road Mobile Machinery | 97/68/EC (含修订单） | 97/68/EC (Including Amendment） | [7 empty] | 0 | 573-477,573-476,573-183,573-498,573-497,573-587,573-588,573-589
[5 empty] | 烟度 | Smoke |  | 031108 |  | 在用非道路柴油机械烟度排放限值及测量方法 | Limits and measurement methods for exhaust smoke from in use diesel engines of non-road machinery | DB11/184-2013 | DB11/184-2013 | 5 | 5 | [5 empty] | 2 | 570-094,570-125,570-150
22 | 船用发动机 | Marine engine |  | N | 排气污染物 | Emissions |  | 031107 |  | 船舶发动机排气污染物限值及测量方法（中国第一、第二阶段） | Limits and measurement methods for exhaust pollutants from marine engines(CHINA I, II) | GB15097-2016 | GB15097-2016 | 5.2.1 | 5.2.1 | [5 empty] | 0 | 573-477,573-476,573-183,573-498,570-095,573-182,573-182-1,570-148,570-147,573-478,570-174,573-480,573-513,573-590,573-591,573-592
[5 empty] | 耐久性 | Durability |  | 031107 |  | 船舶发动机排气污染物限值及测量方法（中国第一、第二阶段） | Limits and measurement methods for exhaust pollutants from marine engines(CHINA I, II) | GB15097-2016 | GB15097-2016 | 5.2.3 | 5.2.3 | [5 empty] | 0 | 573-477,573-476,573-183,573-498,573-497,573-587,573-588,573-589
22 | 摩托车和轻便摩托车 | Motorcycle and Moped |  | N | 电磁兼容 | Electromagnetic compatibility |  | 121101,121102 |  | 道路车辆 电磁兼容性要求和试验方法 | Road vehicle Requirements and test methods for electromagnetic compatibility | GB 34660-2017 | GB 34660-2017 | 5 | 5 |  |  | 扩项 | Expansion |  | ＞50 | 574-135,574-209,574-569,574-125,574-575,574-218,574-577,574-190,574-198,574-124,574-327,574-351,574-520,574-584,574-141,574-192,574-602,574-601,574-600,574-599,574-598,574-597,574-596,574-521,574-586,574-587,574-588,574-589,574-217,574-218,574-392,574-393,574-517,574-518,574-550,574-626,574-603,574-132,574-519,574-605,574-606,574-607,574-604,574-608
22 | 非道路移动机械 | non-road mobile machinery |  | N | 不透光烟度 | smoke |  | 0310,0311,0312,0314,0315 |  | 非道路柴油移动机械排气烟度限值及测量方法 | Limits and measurement for exhaust smoke from non-road mobile machinery epuipped with diesel engine | GB36886-2018 | GB36886-2018 | 第4章、第5章、附录B | Chapter 4、Chapter 5、appendixB |  |  |  |  | 2019.3 | 6 | 570-135
22 | 船用柴油机 | marine diesel engines |  | N | 氮氧化物排放 | NOx emissions |  | 031107 |  | 经1978年议定书修订的1973年国际防止船舶造成污染公约的1997年议定书附则修正案 | AMENDMENTS TO THE ANNEX OF THE PROTOCOL OF 1997 TO AMEND THEINTERNATIONAL CONVENTION FOR THE PREVENTION OF POLLUTION FROMSHIPS, 1973, AS MODIFIED BY THE PROTOCOL OF 1978 RELATING THERETO | MEPC.176(58) | MEPC.176(58) | 第13条 | Regulation 13 |  |  |  |  | 2019.3 | 5 | 573-183,573-497,573-498,573-477,573-476,573-513,573-590,573-512,573-042,572-043,573-591,573-480,573-479,573-592,570-095,570-148
[5 empty] | 氮氧化物排放 | NOx emissions |  | 031107 |  | 船用柴油机氮氧化物排放控制技术规则修正案（2008年NOx技术规则） | AMENDMENTS TO THE TECHNICAL CODE ON CONTROL OF EMISSION OFNITROGEN OXIDES FROM MARINE DIESEL ENGINES | MEPC.177(58) | MEPC.177(58) | 第3章、第5章、第6章 | Chapter 3、Chapter 5、Chapter 6 |  |  |  |  | 2019.3 | 5 | 573-477,573-476,573-183,573-498,570-095,573-182,570-148,570-147,573-478,570-174,573-480,573-513,573-590,573-591,573-592
[5 empty] | 氮氧化物排放 | NOx emissions |  | 031107 |  | 船用柴油发动机氮氧化物2008年氮氧化物技术规则修正案 | AMENDMENTS TO THE NOX TECHNICAL CODE 2008NITROGEN OXIDES FROM MARINE DIESEL ENGINES | MEPC.272(69) | MEPC.272(69) | 第5章、第6章 | Chapter 5、Chapter 6 |  |  |  |  | 2019.3 | 5 | 573-477,573-476,573-183,573-498,570-095,573-182,570-148,570-147,573-478,570-174,573-480,573-513,573-590,573-591,573-592
23 | 电子电气产品（电磁兼容） | Electronic electrical products |  | N | 电磁兼容（EMI） | EMI |  | 1209,1223 |  | 电磁兼容 通用标准 居住、商业和轻工业环境中的发射 | Electromagnetic compatibility（EMC)- Generic standards - Emission standard for residential ,commercial and light-industrial environments | GB 17799.3-2012 | GB 17799.3-2012 | 11 | 11 | 不测断续骚扰 | Except for discontinuous disturbance |  |  |  | 1 | 574-120,574-135,574-209,573-262,574-125-01,574-182,574-181,574-294,574-292,574-293,574-380,574-136,574-125-03
[10 empty] | 电磁兼容 通用标准 工业环境中的发射 | Electromagnetic compatibility（EMC)- Generic standards - Emission standard for industrial environment | GB 17799.4-2012 | GB 17799.4-2012 | 11 | 11 | [5 empty] | 1 | 574-120,574-135,574-209,573-262,574-125-01,574-182,574-181,574-294,574-292,574-293,574-380,574-136,574-125-03
[10 empty] | 电磁兼容 通用标准 第6-3部分居住、商业和轻工业环境中的发射 | Electromagnetic compatibility (EMC) - Part 6-3: Generic standards - Emission standard for residential, commercial and light-industrial environments | IEC 61000-6-3:2011 | IEC 61000-6-3:2011 | 11 | 11 | 不测断续骚扰 | Except for discontinuous disturbance |  |  |  | 1 | 574-120,574-135,574-209,573-262,574-125-01,574-182,574-181,574-294,574-292,574-293,574-380,574-136,574-125-03
[10 empty] | 电磁兼容 通用标准 第6-4部分 工业环境中的发射 | Electromagnetic compatibility (EMC) - Part 6-4: Generic standards - Emission standard for industrial environments | IEC 61000-6-4:2006+A1:2010 | IEC 61000-6-4:2006+A1:2010 | 11 | 11 | [5 empty] | 1 | 574-120,574-135,574-209,573-262,574-125-01,574-182,574-181,574-294,574-292,574-293,574-380,574-136,574-125-03
[5 empty] | 电磁兼容（EMS） | EMS |  | 1210,1223 |  | 电磁兼容 通用标准 居住或商业 轻工业环境中的抗扰度试验 | Electromagnetic compatibility--Generic standards-Immunity for residential，commercial and light-industrial environments | GB/T 17799.1-1999 | GB/T 17799.1-1999 | 9 | 9 | 不测工频磁场，不测射频共模 | Except for power- frequency magnetic field,Radio- frequency common mode |  |  |  | 1 | 574-120,573-262,574-190-01,574-198-01,574-124-01,574-124-04,574-124-06,574-124-08,574-198-02,574-217-01,574-192-04,574-192-05,574-218-01,574-124-07,574-124-05,574-124-09,574-218-02,574-350-03,574-350-04,574-350-05,574-124-10,574-124-12,574-124-11,574-132,574-192-03,574-192-02,574-198-09,574-198-10,574-192-01,574-190-03,574-141-01,574-192-07,574-192-08,574-192-09,574-192-10,574-190-02,574-351-05,574-351-06,574-351-07,574-351-08,574-351-09,574-351-10,574-351-11,574-198-03,574-124-02,574-124-03,574-198-05,574-198-07,574-198-06,574-198-08,574-190-05,574-190-06,574-190-07,574-190-08,574-351-03,574-351-04,574-289,574-290,574-291,574-377,574-379,574-382,574-299,574-381,574-351-02
[10 empty] | 电磁兼容 通用标准 工业环境中的抗扰度试验 | Electromagnetic compatibility--Generic standards-Immunity for industrial environment | GB/T 17799.2-2003 | GB/T 17799.2-2003 | 8 | 8 | 不测:工频磁场、浪涌信号端口、射频共模 | Except for：Power- frequency magnetic field,Signal port of surge,Radio-frequency common mode |  |  |  | 1 | 574-120,573-262,574-190-01,574-198-01,574-124-01,574-124-04,574-124-06,574-124-08,574-198-02,574-217-01,574-192-04,574-192-05,574-218-01,574-124-07,574-124-05,574-124-09,574-218-02,574-350-03,574-350-04,574-350-05,574-124-10,574-124-12,574-124-11,574-132,574-192-03,574-192-02,574-198-09,574-198-10,574-192-01,574-190-03,574-141-01,574-192-07,574-192-08,574-192-09,574-192-10,574-190-02,574-351-05,574-351-06,574-351-07,574-351-08,574-351-09,574-351-10,574-351-11,574-198-03,574-124-02,574-124-03,574-198-05,574-198-07,574-198-06,574-198-08,574-190-05,574-190-06,574-190-07,574-190-08,574-351-03,574-351-04,574-289,574-290,574-291,574-377,574-379,574-382,574-299,574-381,574-351-02
[10 empty] | 电磁兼容 第6-1部分 通用标准 居住或商业 轻工业环境中的抗扰度试验 | Electromagnetic compatibility (EMC) - Part 6-1: Generic standards; Immunity for residential, commercial and light-industrial environments | IEC 61000-6-1:2016 | IEC 61000-6-1:2016 | 9 | 9 | 不测:工频磁场、浪涌信号端口、射频共模 | Except for：Power- frequency magnetic field,Signal port of surge,Radio-frequency common mode |  |  |  | 1 | 574-120,573-262,574-190-01,574-198-01,574-124-01,574-124-04,574-124-06,574-124-08,574-198-02,574-217-01,574-192-04,574-192-05,574-218-01,574-124-07,574-124-05,574-124-09,574-218-02,574-350-03,574-350-04,574-350-05,574-124-10,574-124-12,574-124-11,574-132,574-192-03,574-192-02,574-198-09,574-198-10,574-192-01,574-190-03,574-141-01,574-192-07,574-192-08,574-192-09,574-192-10,574-190-02,574-351-05,574-351-06,574-351-07,574-351-08,574-351-09,574-351-10,574-351-11,574-198-03,574-124-02,574-124-03,574-198-05,574-198-07,574-198-06,574-198-08,574-190-05,574-190-06,574-190-07,574-190-08,574-351-03,574-351-04,574-289,574-290,574-291,574-377,574-379,574-382,574-299,574-381,574-351-02
[10 empty] | 电磁兼容 第6-2部分 通用标准 工业环境中的抗扰度试验 | Electromagnetic compatibility (EMC) - Part 6-2: Generic standards - Immunity for industrial environments | IEC 61000-6-2:2016 | IEC 61000-6-2:2016 | 8 | 8 | 不测:工频磁场、浪涌信号端口、射频共模 | Except for：Power- frequency magnetic field,Signal port of surge,Radio-frequency common mode |  |  |  | 1 | 574-120,573-262,574-190-01,574-198-01,574-124-01,574-124-04,574-124-06,574-124-08,574-198-02,574-217-01,574-192-04,574-192-05,574-218-01,574-124-07,574-124-05,574-124-09,574-218-02,574-350-03,574-350-04,574-350-05,574-124-10,574-124-12,574-124-11,574-132,574-192-03,574-192-02,574-198-09,574-198-10,574-192-01,574-190-03,574-141-01,574-192-07,574-192-08,574-192-09,574-192-10,574-190-02,574-351-05,574-351-06,574-351-07,574-351-08,574-351-09,574-351-10,574-351-11,574-198-03,574-124-02,574-124-03,574-198-05,574-198-07,574-198-06,574-198-08,574-190-05,574-190-06,574-190-07,574-190-08,574-351-03,574-351-04,574-289,574-290,574-291,574-377,574-379,574-382,574-299,574-381,574-351-02
[5 empty] | 辐射发射（RE） | Radiation emission |  | 120906,120907 |  | 信息技术设备的无线电骚扰限值和测量方法 | Information Technology Equipment - Radio Disturbance Characteristics - Limits And Methods Of Measurement | GB/T 9254-2008 | GB/T 9254-2008 | 6 | 6 | [5 empty] | 1 | 574-120,574-135,574-209,573-262,574-125-01,574-136
[10 empty] | 工业、科学和医疗（ISM）射频设备 电磁骚扰特性 限值和测量方法 | Industrial, scientific and medical equipment - Radio-frequency disturbance characteristics - Limits and methods of measurement | GB 4824-2013 | GB 4824-2013 | 5.2 | 5.2 | 不测炊具 | Except for cooking appliances |  |  |  | 1 | 574-120,574-135,574-209,573-262,574-125-01,574-136
[10 empty] | 信息技术设备的无线电骚扰限值和测量方法 | Information Technology Equipment - Radio Disturbance Characteristics - Limits And Methods Of Measurement | CISPR 22:2008 | CISPR 22:2008 | 6 | 6 | [5 empty] | 1 | 574-120,574-135,574-209,573-262,574-125-01,574-136
[10 empty] | 工业、科学和医疗（ISM）射频设备 电磁骚扰特性 限值和测量方法 | Industrial, scientific and medical equipment - Radio-frequency disturbance characteristics - Limits and methods of measurement | CISPR 11:2015+A1:2016 | CISPR 11:2015+A1:2016 | 5.2 | 5.2 | [5 empty] | 1 | 574-120,574-135,574-209,573-262,574-125-01,574-136
[5 empty] | 辐射抗扰度（RS） | Radiated immunity |  | 121005,122302 |  | 电磁兼容 试验和测量技术 射频电磁场辐射抗扰度试验 | Electromagnetic compatibility- Testing and measurement techniques- Radiated, radio-frequency, electromagnetic field immunity test | GB/T 17626.3-2006 | GB/T 17626.3-2006 | 8~9 | 8~9 | [5 empty] | 1 | 574-120,573-262,574-190-01,574-198-01,574-124-01,574-124-04,574-124-06,574-124-08,574-198-02,574-217-01,574-192-04,574-192-05,574-218-01,574-124-07,574-124-05,574-124-09,574-218-02,574-350-03,574-350-04,574-350-05,574-124-10,574-124-12,574-124-11,574-132,574-192-03,574-192-02,574-198-09,574-198-10,574-192-01,574-190-03,574-141-01,574-192-07,574-192-08,574-192-09,574-192-10,574-190-02,574-351-05,574-351-06,574-351-07,574-351-08,574-351-09,574-351-10,574-351-11,574-198-03,574-124-02,574-124-03,574-198-05,574-198-07,574-198-06,574-198-08,574-190-05,574-190-06,574-190-07,574-190-08,574-351-03,574-351-04,574-351-02
[10 empty] | 电磁兼容 第4-3部分 试验和测量技术 射频电磁场辐射抗扰度试验 | Electromagnetic compatibility (EMC) -- Part 4-3: Testing and measurement techniques -- Radiated, radio-frequency, electromagnetic field immunity test | IEC 61000-4-3:2006+A1:2007+A2:2010 | IEC 61000-4-3:2006+A1:2007+A2:2010 | 8~9 | 8~9 | [5 empty] | 1 | 574-120,573-262,574-190-01,574-198-01,574-124-01,574-124-04,574-124-06,574-124-08,574-198-02,574-217-01,574-192-04,574-192-05,574-218-01,574-124-07,574-124-05,574-124-09,574-218-02,574-350-03,574-350-04,574-350-05,574-124-10,574-124-12,574-124-11,574-132,574-192-03,574-192-02,574-198-09,574-198-10,574-192-01,574-190-03,574-141-01,574-192-07,574-192-08,574-192-09,574-192-10,574-190-02,574-351-05,574-351-06,574-351-07,574-351-08,574-351-09,574-351-10,574-351-11,574-198-03,574-124-02,574-124-03,574-198-05,574-198-07,574-198-06,574-198-08,574-190-05,574-190-06,574-190-07,574-190-08,574-351-03,574-351-04,574-351-02
[5 empty] | 传导发射（CE） | Conduction emission |  | 120901,121305 |  | 信息技术设备的无线电骚扰限值和测量方法 | Information Technology Equipment - Radio Disturbance Characteristics - Limits And Methods Of Measurement | GB/T 9254-2008 | GB/T 9254-2008 | 5 | 5 | [5 empty] | 1 | 574-120,574-135,574-209,573-262,574-182,574-181,574-125-03
[10 empty] | 工业、科学和医疗（ISM）射频设备 电磁骚扰特性 限值和测量方法 | Industrial, scientific and medical equipment - Radio-frequency disturbance characteristics - Limits and methods of measurement | GB 4824-2013 | GB 4824-2013 | 5.1 | 5.1 | [5 empty] | 1 | 574-120,574-135,574-209,573-262,574-182,574-181,574-125-03
[10 empty] | 信息技术设备的无线电骚扰限值和测量方法 | Information Technology Equipment - Radio Disturbance Characteristics - Limits And Methods Of Measurement | CISPR 22:2008 | CISPR 22:2008 | 5 | 5 | [5 empty] | 1 | 574-120,574-135,574-209,573-262,574-182,574-181,574-125-03
[10 empty] | 工业、科学和医疗（ISM）射频设备 电磁骚扰特性 限值和测量方法 | Industrial, scientific and medical equipment - Radio-frequency disturbance characteristics - Limits and methods of measurement | CISPR 11:2015+A1:2016 | CISPR 11:2015+A1:2016 | 5.1 | 5.1 | 不测光伏系统的低压直流端口 | Except for LV DC power port of photovoltaic system |  |  |  | 1 | 574-120,574-135,574-209,573-262,574-182,574-181,574-125-03
[5 empty] | 谐波电流 | Harmonics |  | 120909,122399 |  | 电磁兼容 限值 谐波电流发射限值（设备每相输入电流≤16A） | Electromagnetic compatibility-Limits- Limits for harmonic current emissions (equipment input current ≤ 16 A per phase) | GB 17625.1-2012 | GB 17625.1-2012 | 7 | 7 | [5 empty] | 1 | 574-292,574-293,574-380
[10 empty] | 电磁兼容 限值 对额定电流大于16A的设备在低压供电系统中产生的谐波电流的限制 | Electromagnetic compatibility (EMC) - Limits - Limitation of emission of harmonic currents in low-voltage power supply systems for equipment with rated current greater than 16A | GB/Z 17625.6-2003 | GB/Z 17625.6-2003 | 3~4 | 3~4 | [5 empty] | 1 | 574-380
[10 empty] | 电磁兼容 限值 每相输入电流大于16A小于等于75A连接到公用低压系统的设备产生的谐波电流限值 | Electromagnetic compatibility (EMC). - Limits for harmonic currents produced by equipment connected to public low-voltage systems with input current >16 A and≤75 A per phase | GB/T 17625.8-2015 | GB/T 17625.8-2015 | 3~4 | 3~4 | [5 empty] | 1 | 574-380
[10 empty] | 电磁兼容 第3-2部分 限值 谐波电流发射限值(设备每相输入电流≤16A) | Electromagnetic compatibility (EMC). Part 3-2:Limits. Limits for harmonic current emissions (equipment input current ≦ 16 A per phase) | IEC 61000-3-2:2014 | IEC 61000-3-2:2014 | 3~4 | 3~4 | [5 empty] | 1 | 574-292,574-293,574-380
[10 empty] | 电磁兼容 第3-4部分 限值 对额定电流大于16A的设备在 低压供电系统中产生的谐波电流的限制 | Electromagnetic compatibility (EMC) - Part 3-4: Limits - Limitation of emission of harmonic currents in low-voltage power supply systems for equipment with rated current greater than 16A | IEC 61000-3-4:1998 | IEC 61000-3-4:1998 | 3~4 | 3~4 | [5 empty] | 1 | 574-380
[10 empty] | 电磁兼容 第3-12部分 限值 每相输入电流大于16A小于等于75A连接到公用低压系统的设备产生的谐波电流限值 | Electromagnetic compatibility (EMC). Part 3-12:Limits - Limits for harmonic currents produced by equipment connected to public low-voltage systems with input current >16 A and≤75 A per phase | IEC 61000-3-12:2011 | IEC 61000-3-12:2011 | 3~4 | 3~4 | [5 empty] | 1 | 574-380
[5 empty] | 电压波动和闪烁 | voltage changes, voltage fluctuations and flicker |  | 120910,122399 |  | 电磁兼容 限值 对每相额定电流≤16 A 且无条件接入的设备在公用低压供电系统中产生的电压变化、电压波动和闪烁的限制 | Electromagnetic compatibility-Limits-Limitation of voltage changes, voltage fluctuations and flicker in public low-voltage supply systems, for equipment with rated current ≤ 16 A per phase and not subject to conditional connection | GB/T 17625.2-2007 | GB/T 17625.2-2007 | 4~6 | 4~6 | [5 empty] | 1 | 574-292,574-293,574-380
[10 empty] | 电磁兼容 限值 对额定电流大于16A的设备在低压供电系统中产生的电压波动和闪烁的限制 | Electromagnetic compatibility (EMC) - Limits - Limitation of voltage fluctuations and flicker in low-voltage power supply systems for equipment with rated current greater than 16A | GB/Z 17625.3-2000 | GB/Z 17625.3-2000 | 3~4 | 3~4 | [5 empty] | 1 | 574-380
[10 empty] | 电磁兼容 限值 对额定电流≤75A且有条件接入的设备在公用低压供电系统中产生的电压变化、电压波动和闪烁的限制 | Electromagnetic compatibility (EMC) - Limits - Limitation of voltage changes, voltage fluctuations and flicker in public low-voltage supply systems; Equipment with rated current <=75 A and subject to conditional connection | GB/T 17625.7-2013 | GB/T 17625.7-2013 | 3~4 | 3~4 | [5 empty] | 1 | 574-380
[10 empty] | 电磁兼容 第3-3部分 限值 对每相额定电流≤16A且无条件接入的设备在公用低压供电系统中产生的电压变化、电压波动和闪烁的限制 | Electromagnetic compatibility (EMC) - Part 3-3: Limits - Limitation of voltage changes, voltage fluctuations and flicker in public low-voltage supply systems, for equipment with rated current ≤16 A per phase and not subject to conditional connection | IEC 61000-3-3:2013 | IEC 61000-3-3:2013 | 3~4 | 3~4 | [5 empty] | 1 | 574-292,574-293,574-380
[10 empty] | 电磁兼容 第3-5部分 限值 对额定电流大于16A的设备在低压供电系统中产生的电压波动和闪烁的限制 | Electromagnetic compatibility (EMC) - Part 3-5: Limits - Limitation of voltage fluctuations and flicker in low-voltage power supply systems for equipment with rated current greater than 16A | IEC 61000-3-5:1994 | IEC 61000-3-5:1994 | 3~4 | 3~4 | [5 empty] | 1 | 574-380
[10 empty] | 电磁兼容 第3-11部分 限值 对额定电流≤75A且有条件接入的设备在公用低压供电系统中产生的电压变化、电压波动和闪烁的限制 | Electromagnetic compatibility (EMC) - Part 3-11: Limits - Limitation of voltage changes, voltage fluctuations and flicker in public low-voltage supply systems; Equipment with rated current <=75 A and subject to conditional connection | IEC 61000-3-11:2000 | IEC 61000-3-11:2000 | 3~4 | 3~4 | [5 empty] | 1 | 574-380
[5 empty] | 电快速瞬变脉冲群抗扰度 | Electrical fast transient/burst immunity |  | 121002,122303 |  | 电磁兼容 试验和测量技术 电快速瞬变脉冲群抗扰度试验 | Electromagnetic compatibility-Testing and measurement techniques–Electrical fast transient/burst immunity test | GB/T 17626.4-2008 | GB/T 17626.4-2008 | 8 | 8 | [5 empty] | 1 | 574-289,574-377,574-290,574-382
[10 empty] | 电磁兼容 第4-4部分 试验和测量技术 电快速瞬变脉冲群抗扰度试验 | Electromagnetic compatibility (EMC) -- Part 4-4: Testing and measurement techniques -- Electrical fast transient/burst immunity test | IEC 61000-4-4:2012 | IEC 61000-4-4:2012 | 3~4 | 3~4 | [5 empty] | 1 | 574-289,574-377,574-290,574-382
[5 empty] | 浪涌（冲击）抗扰度 | Surge |  | 121003,122304 |  | 电磁兼容 试验和测量技术 浪涌（冲击）抗扰度试验 | Electromagnetic compatibility-Testing and measurement techniques-Surge immunity test | GB/T 17626.5-2008 | GB/T 17626.5-2008 | 8 | 8 | 只测电源端口 | Accredited only for power port |  |  |  | 1 | 574-291,574-379,574-382
[10 empty] | 电磁兼容 第4-5部分 试验和测量技术 浪涌（冲击）抗扰度试验 | Electromagnetic compatibility (EMC). Part 4-5:Testing and measurement techniques. Surge immunity test | IEC 61000-4-5:2014 | IEC 61000-4-5:2014 | 3~4 | 3~4 | 只测电源端口 | Accredited only for power port |  |  |  | 1 | 574-291,574-379,574-382
[5 empty] | 电压暂降和短时中断抗扰度 | Voltage dips, short interruptions and voltage variations |  | 121007,122307 |  | 电磁兼容 试验和测量技术 电压暂降、短时中断和电压变化的抗扰度试验 | Electromagnetic compatibility-Testing and measurement techniques-Voltage dips, short interruptions and voltage variations immunity tests | GB/T 17626.11-2008 | GB/T 17626.11-2008 | 8 | 8 | [5 empty] | 1 | 574-299,574-381,574-380
[10 empty] | 电磁兼容 试验和测量技术 直流电源输入端口电压暂降、短时中断和电压变化的抗扰度试验 | Electromagnetic compatibility Testing and measurement techniques - Voltage dips, short interruptions and voltage variations on d.c. input power port immunity tests | GB/T 17626.29-2006 | GB/T 17626.29-2006 | 8 | 8 | [5 empty] | 1 | 574-380
[10 empty] | 电磁兼容 试验和测量技术 主电源每相电流大于16 A的设备的电压暂降、短时中断和电压变化抗扰度试验 | Electromagnetic compatibility (EMC) Testing and measurement techniques - Voltage dips, short interruptions and voltage variations immunity tests for equipment with mains current more than 16 A per phase | GB/T 17626.34-2012 | GB/T 17626.34-2012 | 8 | 8 | [5 empty] | 1 | 574-299,574-381,574-380
[10 empty] | 电磁兼容 第4-11部分 试验和测量技术 电压暂降、短时中断和电压变化的抗扰度试验 | Electromagnetic compatibility (EMC) - Part 4-11: Testing and measurement techniques - Voltage dips, short interruptions and voltage variations immunity tests | IEC 61000-4-11:2017 | IEC 61000-4-11:2017 | 3~4 | 3~4 | [5 empty] | 1 | 574-299,574-381,574-380
[10 empty] | 电磁兼容 第4-29部分 试验和测量技术 直流电源输入端口电压暂降、短时中断和电压变化的抗扰度试验 | Electromagnetic compatibility (EMC) - Part 4-29: Testing and measurement techniques - Voltage dips, short interruptions and voltage variations on d.c. input power port immunity tests | IEC 61000-4-29:2000 | IEC 61000-4-29:2000 | 3~4 | 3~4 | [5 empty] | 1 | 574-380
[10 empty] | 电磁兼容 第4-34部分 试验和测量技术 主电源每相电流大于16 A的设备的电压暂降、短时中断和电压变化抗扰度试验 | Electromagnetic compatibility (EMC) - Part 4-34: Testing and measurement techniques - Voltage dips, short interruptions and voltage variations immunity tests for equipment with mains current more than 16 A per phase | IEC 61000-4-34:2005 | IEC 61000-4-34:2005 | 3~4 | 3~4 | [5 empty] | 1 | 574-299,574-381,574-380
[5 empty] | 静电放电（ESD） | Electrostatic discharge |  | 121001,122301 |  | 电磁兼容 试验和测量技术 静电放电抗扰度试验 | Electromagnetic compatibility- Testing and measurement techniques-Electrostatic discharge immunity test | GB/T 17626.2-2006 | GB/T 17626.2-2006 | 8 | 8 | [5 empty] | 1 | 574-221
[10 empty] | 电磁兼容(EMC) 第4-2部分：试验和测量技术 静电放电抗扰度试验 | Electromagnetic compatibility (EMC) - Part 4-2: Testing and measurement techniques - Electrostatic discharge immunity test | IEC 61000-4-2-2008 | IEC 61000-4-2-2008 | 8 | 8 | [5 empty] | 1 | 574-221
23 | 电子电气产品（电磁兼容） | Electronic electrical products |  | N | 传导抗扰度（CS） | Conducted susceptibility |  | 122305 |  | 电磁兼容 试验和测量技术 射频场感应的传导骚扰抗扰度 | Electromagnetic compatibility - Testing and measurement techniques - Immunity to conducted disturbances, induced by radio-frequency fields | GB/T 17626.6-2017 | GB/T 17626.6-2017 | [6 empty] | 2018.08 | 2 | 574-388,574-389,574-390,574-391,574-392,574-393,574-394,574-395,574-429,574-430,574-431,574-432,574-433
[10 empty] | 电磁兼容(EMC)-第4-6部分:测试与测量技术-射频场感应的传导干扰的抗扰度试验 | Electromagnetic compatibility (EMC) - Part 4-6: Testing and measurement techniques - Immunity to conducted disturbances, induced by radio-frequency fields | IEC 61000-4-6-2013 | IEC 61000-4-6-2013 | [6 empty] | 2018.08 | 2 | 574-388,574-389,574-390,574-391,574-392,574-393,574-394,574-395,574-429,574-430,574-431,574-432,574-433
[5 empty] | 电快速瞬变脉冲群抗扰度 | Electrical fast transient/burst immunity |  | 121002,122303 |  | 电磁兼容 试验和测量技术 电快速瞬变脉冲群抗扰度试验 | Electromagnetic compatibility-Testing and measurement techniques–Electrical fast transient/burst immunity test | GB/T 17626.4-2018 | GB/T 17626.4-2018 | 8 | 8 |  |  |  |  | 2018.12 | 1 | 574-289,574-377,574-290,574-382
[5 empty] | 工频磁场 | Power frequency magnetic field immunity test |  | 122306 |  | 电磁兼容 试验和测量技术 工频磁场抗扰度试验 | Electromagnetic compatibility--Testing and measurement techniques--Power frequency magnetic field immunity test | GB/T 17626.8-2006 | GB/T 17626.8-2006 | [6 empty] | 2018.04 | 2 | 574-428
[10 empty] | 电磁兼容(EMC)-第4-8部分:测试与测量技术-工频磁场抗扰度试验 | Electromagnetic compatibility (EMC) – Part 4-8: Testing and measurement techniques – Power frequency magnetic field immunity test | IEC 61000-4-8-2009 | IEC 61000-4-8-2009 | [6 empty] | 2018.04 | 2 | 574-428
[5 empty] | 电压暂降和短时中断抗扰度 | Voltage dips, short interruptions and voltage variations |  | 121007,122307 |  | 电磁兼容 第4-34部分 试验和测量技术 主电源每相电流大于16 A的设备的电压暂降、短时中断和电压变化抗扰度试验 | Electromagnetic compatibility (EMC) - Part 4-34: Testing and measurement techniques - Voltage dips, short interruptions and voltage variations immunity tests for equipment with mains current more than 16 A per phase | IEC 61000-4-34:2009 | IEC 61000-4-34:2009 | 3,4 | 3,4 |  |  |  |  | 2018.04 | 2 | 574-299,574-381,574-380
[5 empty] | 静电放电（ESD） | Electrostatic discharge |  | 121001,122301 |  | 电磁兼容 试验和测量技术 静电放电抗扰度试验 | Electromagnetic compatibility- Testing and measurement techniques-Electrostatic discharge immunity test | GB/T 17626.2-2018 | GB/T 17626.2-2018 | 7,8 | 7,8 |  |  |  |  | 2018.12 | 3 | 574-221,574-440
24 | 摩托车和轻便摩托车 | Motorcycle and Moped |  | N | 定型试验 | Type test |  | 031704 |  | 摩托车和轻便摩托车定型试验规程 | Type approval test regulation for motorcycle and mopeds | QC/T 204-1998 | QC/T 204-1998 | [7 empty] | 430
[10 empty] | 摩托车和轻便摩托车故障模式 | Fault-types for motorcycles and mopeds | QC/T 903-2013 | QC/T 903-2013 | [7 empty] | 20
[10 empty] | 摩托车和轻便摩托车产品质量检验规程 | Test regulations for motorcycle and moped productions quality | QC/T 29115-2013 | QC/T 29115-2013 | [7 empty] | 430
[10 empty] | 电动摩托车和电动轻便摩托车定型试验规程 | Electric motorcycles and electric mopeds-Engineering approval evaluation program | QC/T 791-2007 | QC/T 791-2007 | [7 empty] | 35
[10 empty] | 电动摩托车和电动轻便摩托车通用技术条件 | General specifications for electric motorcycles and electric mopeds | GB/T 24158-2018 | GB/T 24158-2018
[10 empty] | 两轮或三轮机动车型式认证 | Type approval of two or three wheeled motor vehicles | 2002/24/EEC（含修订单） | 2002/24/EEC(Including amendments) | [7 empty] | 90
[10 empty] | 电动机车－整车性能试验法－总则 | Electric motorcycles − Performance test methods − General rules | CNS15819 | CNS15819 | [7 empty] | 1
[5 empty] | 排气污染物（Ⅰ型试验） | Exhaust emissions (Type I test) |  | 031704 031705 |  | 摩托车排气污染物排放限值及测量方法（工况法） | Limits and measurement methods for exhaust emissions from motorcycles under running mode | GB 14622-2002 | GB 14622-2002 | 6.2.3 | 6.2.3 | [5 empty] | 20 | 573-239,573-471,570-102,570-103,D573-096
[10 empty] | 摩托车污染物排放限值及测量方法（工况法，中国第三阶段） | Limits and measurement methods for the emissions of pollutants from motorcycles on the running mode(CHINA stage Ⅲ) | GB 14622-2007 | GB 14622-2007 | 6.3.1 | 6.3.1 | [5 empty] | 1500 | 573-239,573-471,570-102,570-103,D573-096
[10 empty] | 轻便摩托车排气污染物限值及测量方法（工况法） | Limits and measurement methods for exhaust emissions from mopeds under running mode | GB 18176-2002 | GB 18176-2002 | 5.2 | 5.2 | [5 empty] | 20 | 573-239,573-471,570-102,570-103,D573-096
[10 empty] | 轻便摩托车污染物排放限值及测量方法（工况法，中国第三阶段） | Limits and measurement methods for emissions of pollutants from mopeds on the running mode(CHINA stage Ⅲ) | GB 18176-2007 | GB 18176-2007 | 6.3.1 | 6.3.1 | [5 empty] | 100 | 573-239,573-471,570-102,570-103,D573-096
[10 empty] | 摩托车污染物排放限值及测量方法(中国第四阶段) | Limits and measurement methods for emissions from motorcycles(CHINA Ⅳ) | GB 14622-2016 | GB 14622-2016 | 6.2.1 | 6.2.1 | [5 empty] | 100 | 573-239,573-471,570-102,570-103,D573-096
[10 empty] | 轻便摩托车污染物排放限值及测量方法（中国第四阶段） | Limits and measurement methods for emissions of pollutants from mopeds(CHINA Ⅳ) | GB 18176-2016 | GB 18176-2016 | 6.2.1 | 6.2.1 | [5 empty] | 20 | 573-239,573-471,570-102,570-103,D573-096
[10 empty] | 欧盟关于两轮或三轮及四轮车认证及市场监管的法规 | REGULATION (EU) No 168/2013 OF THE EUROPEAN PARLIAMENT AND OF THE COUNCIL of 15 January 2013 on the approval and market surveillance of two- or three-wheel vehicles and quadricycles | (EU) No 168/2013 | (EU) No 168/2013 | ANNEX II | ANNEX II | [5 empty] | 10 | 573-239,573-471,570-102,570-103,D573-096
[10 empty] | 欧盟针对168/2013 摩托车新认证框架法规的关于环保和动力性能以及补丁168/2013附件V的执行法规 | COMMISSION DELEGATED REGULATION (EU) No 134/2014 of 16 December 2013 supplementing Regulation (EU) No 168/2013 of the European Parliament and of the Council with regard to environmental and propulsion unit performance requirements and amending Annex V thereof | (EU) No 134/2014 | (EU) No 134/2014 | [7 empty] | 10
[10 empty] | 两轮或三轮摩托车排放治理措施 | Measures to be taken against air pollution caused by two or three motor vehicles | 97/24/EC C5 | 97/24/EC C5 | [7 empty] | 90
[10 empty] | 关于降低两轮或三轮摩托车污染物排放水平及对97/24/EC指令的修改 | On the reduction of the level of pollutant emission from two- and three-wheel motor vehicles and amending directive 97/24/EC | 2002/51/EC | 2002/51/EC | [7 empty] | 90
[10 empty] | 关于两轮/三轮摩托车型式认证、对欧洲理事会指令97/24/EEC和2002/24/EC修订指令 | Amending directive 97/24/EC and 2002/24/EC of the European parliament and of the council relating to the type-approval of two- or three-wheel motor vehicles | 2003/77/EC | 2003/77/EC | [7 empty] | 90
[10 empty] | 关于摩托车排气污染物认证的统一规定 | Uniform provisions concerning the approval of motorcycles equipped with a positive-ignition engines with regard to the emission of gaseous pollutants by the engine | ECE R40-Rev.1 | ECE R40-Rev.1 | [7 empty] | 90 | 573-239,573-471,570-102,570-103,D573-096
[10 empty] | 关于轻便摩托车火花点火发动机排气污染物认证的统一规定 | Uniform provisions concerning the approval of mopeds equipped with a positive-ignition engines with regard to the emission of gaseous pollutants by the engine | ECE R47-Rev.1 | ECE R47-Rev.1 | [7 empty] | 20 | 573-239,573-471,570-102,570-103,D573-096
[10 empty] | 1978年及其后年型的新摩托车排放法规 一般规定 | Emission regulations for 1978 and later new motorcycles, general provisions | 40CFR86 E分部 | 40CFR86 subpart E | [7 empty] | 20 | 573-239,573-471,570-102,570-103,D573-096
[10 empty] | 1978年及其后年型的新摩托车排放法规 试验规程 | Emission regulations for 1978 and later new motorcycles, test procedures | 40CFR86 F分部 | 40CFR86 subpart F | [7 empty] | 20 | 573-239,573-471,570-102,570-103,D573-096
[10 empty] | 美国联邦法规娱乐用车及发动机排放控制 | U.S.A. federation rule of law Control of emissions from recreational engines and vehicles | 40CFR PART1051 | 40CFR PART1051 | [7 empty] | 10 | 573-239,573-471,570-102,570-103,D573-096
[10 empty] | 摩托车 废气排放和燃料消耗的测量方法 第2部分：试验周期和特定的试验条件 | Motorcycles - Measurement method for gaseous exhaust emissions and fule consumption-Part2:Tset cycles and specific test conditions | ISO 6460-2-2014 | ISO 6460-2-2014 | [7 empty] | 10 | 573-239,573-471,570-102,570-103,D573-096
[10 empty] | 摩托车 废气排放和燃料消耗的测量方法 | Road vehicles -- measurement method of gaseous pollutants emitted by motorcycles equipped with a controlled ignition engine | ISO 6460-1～3-2007 | ISO 6460-1～3-2007 | [7 empty] | 10 | 573-239,573-471,570-102,570-103,D573-096
[10 empty] | 机动脚踏两用车 废气排放和燃料消耗的测量方法 第1部分：一般试验要求 | Mopeds --Measurement method for gaseous exhaust emissions and fuel consumption-Part 1:General test requirements | ISO 6855-1:2012 | ISO 6855-1:2012 | [7 empty] | 10 | 573-239,573-471,570-102,570-103,D573-096
[10 empty] | 机动脚踏两用车 废气排放和燃料消耗的测量方法 第2部分：试验周期和特定的试验条件 | Mopeds --Measurement method for gaseous exhaust emissions and fuel consumption-Part 2: Test cycles and specific test conditions | ISO 6855-2:2012 | ISO 6855-2:2012 | [7 empty] | 10 | 573-239,573-471,570-102,570-103,D573-096
[10 empty] | 机动脚踏两用车 废气排放和燃料消耗的测量方法 第3部分：恒速条件下燃料消耗的测量 | Mopeds --Measurement method for gaseous exhaust emissions and fuel consumption-Part 3: Fuel consumption measurement at a constant speed | ISO 6855-3:2012 | ISO 6855-3:2012 | [7 empty] | 10 | 573-239,573-471,570-102,570-103,D573-096
[5 empty] | 排气污染物（Ⅱ型试验） | Exhaust emissions (Type Ⅱ test) |  | 031704 031705 |  | 摩托车和轻便摩托车排气污染物排放限值及测量方法（双怠速法） | Limits and measurement methods for exhaust pollutants from motorcycles and mopeds under two-speed idle conditions | GB 14621-2011 | GB 14621-2011 | 4 | 4 | [5 empty] | 1600 | 570-179
[10 empty] | 摩托车和轻便摩托车排气污染物 排放限值及测量方法（怠速法） | Limits and measurement methods for exhaust emissions from motorcycles and mopeds at idle speed | GB 14621-2002 | GB 14621-2002 | 4 | 4 | [5 empty] | 20 | 570-179
[10 empty] | 摩托车污染物排放限值及测量方法(中国第四阶段) | Limits and measurement methods for emissions from motorcycles(CHINA Ⅳ) | GB 14622-2016 | GB 14622-2016 | 6.2.2 | 6.2.2 | [5 empty] | 100 | 570-179
[10 empty] | 轻便摩托车污染物排放限值及测量方法（中国第四阶段） | Limits and measurement methods for emissions of pollutants from mopeds(CHINA Ⅳ) | GB 18176-2016 | GB 18176-2016 | 6.2.2 | 6.2.2 | [5 empty] | 100 | 570-179
[10 empty] | 摩托车和轻便摩托车双怠速污染物排放限值及测量方法 | Limits and measurement methods for exhaust pollutants from motorcycles and mopeds under two speed idle conditions | DB 11/120-2014 | DB 11/120-2014 | [7 empty] | 100 | 570-179
[10 empty] | 针对欧洲议会和理事会指令97/24/EC关于两轮或三轮机动车部件特性，欧洲议会和理事会指令2002/24/EC关于两轮或三轮机动车型式认证及欧洲议会和理事会指令2009/67/EC关于照明和光信号装置的暗转的修订 | COMMISSION DIRECTIVE 2013/60/EU of 27 November 2013,amending for the purposes of adapting to technical progress, Directive 97/24/EC of the European Parliament and of the Council on certain components and characteristics of two or three-wheel motor vehicles, Directive 2002/24/EC of the European Parliament and of the Council relating to the type-approval of two or three-wheel motor vehicles and Directive 2009/67/EC of the European Parliament and of the Council on the installation of lighting and light-signalling devices on two- or three-wheel motor vehicles | (EU) No 60/2013 | (EU) No 60/2013 | [7 empty] | 10 | 570-179
[10 empty] | 欧盟关于两轮或三轮及四轮车认证及市场监管的法规 | REGULATION (EU) No 168/2013 OF THE EUROPEAN PARLIAMENT AND OF THE COUNCIL of 15 January 2013 on the approval and market surveillance of two- or three-wheel vehicles and quadricycles | (EU) No 168/2013 | (EU) No 168/2013 | [7 empty] | 10
[10 empty] | 欧盟针对168/2013 摩托车新认证框架法规的关于环保和动力性能以及补丁168/2013附件V的执行法规 | COMMISSION DELEGATED REGULATION (EU) No 134/2014 of 16 December 2013 supplementing Regulation (EU) No 168/2013 of the European Parliament and of the Council with regard to environmental and propulsion unit performance requirements and amending Annex V thereof | (EU) No 134/2014 | (EU) No 134/2014 | ANNEX III | ANNEX III | [5 empty] | 10 | 570-179
[10 empty] | 两轮或三轮摩托车排放治理措施 | Measures to be taken against air pollution caused by two or three motor vehicles | 97/24/EC C5 | 97/24/EC C5 | [7 empty] | 90 | 570-179
[10 empty] | 关于降低两轮或三轮摩托车污染物排放水平及对97/24/EC指令的修改 | On the reduction of the level of pollutant emission from two- and three-wheel motor vehicles and amending directive 97/24/EC | 2002/51/EC | 2002/51/EC | [7 empty] | 90 | 570-179
[10 empty] | 关于两轮/三轮摩托车型式认证、对欧洲理事会指令97/24/EEC和2002/24/EC修订指令 | Amending directive 97/24/EC and 2002/24/EC of the European parliament and of the council relating to the type-approval of two- or three-wheel motor vehicles | 2003/77/EC | 2003/77/EC | [7 empty] | 90 | 570-179
[10 empty] | 关于摩托车排气污染物认证的统一规定 | Uniform provisions concerning the approval of motorcycles equipped with a positive-ignition engines with regard to the emission of gaseous pollutants by the engine | ECE R40-Rev.1 | ECE R40-Rev.1 | [7 empty] | 90 | 570-179
[10 empty] | 关于轻便摩托车火花点火发动机排气污染物认证的统一规定 | Uniform provisions concerning the approval of mopeds equipped with a positive-ignition engines with regard to the emission of gaseous pollutants by the engine | ECE R47-Rev.1 | ECE R47-Rev.1 | [7 empty] | 20 | 570-179
[10 empty] | 美国联邦法规娱乐用车及发动机排放控制 | U.S.A. federation rule of law Control of emissions from recreational engines and vehicles | 40CFR PART1051 | 40CFR PART1051 | [7 empty] | 10 | 570-179
[5 empty] | 排气污染物（Ⅲ型试验） | Exhaust emissions (Type Ⅲ test) |  | 031704 031705 |  | 摩托车排气污染物排放限值及测量方法（工况法） | Limits and measurement methods for exhaust emissions from motorcycles under running mode | GB 14622-2002 | GB 14622-2002 | 5.2.2 | 5.2.2 | [5 empty] | 20
[10 empty] | 摩托车污染物排放限值及测量方法（工况法，中国第三阶段） | Limits and measurement methods for the emissions of pollutants from motorcycles on the running mode(CHINA stage Ⅲ) | GB 14622-2007 | GB 14622-2007 | 6.3.2 | 6.3.2 | [5 empty] | 1500
[10 empty] | 轻便摩托车排气污染物限值及测量方法（工况法） | Limits and measurement methods for exhaust emissions from mopeds under running mode | GB 18176-2002 | GB 18176-2002 | 5.2.2 | 5.2.2 | [5 empty] | 20
[10 empty] | 轻便摩托车污染物排放限值及测量方法（工况法，中国第三阶段） | Limits and measurement methods for emissions of pollutants from mopeds on the running mode(CHINA stage Ⅲ) | GB 18176-2007 | GB 18176-2007 | 6.3.2 | 6.3.2 | [5 empty] | 100
[10 empty] | 摩托车污染物排放限值及测量方法(中国第四阶段) | Limits and measurement methods for emissions from motorcycles(CHINA Ⅳ) | GB 14622-2016 | GB 14622-2016 | 6.2.3 | 6.2.3 | [5 empty] | 100
[10 empty] | 轻便摩托车污染物排放限值及测量方法（中国第四阶段） | Limits and measurement methods for emissions of pollutants from mopeds(CHINA Ⅳ) | GB 18176-2016 | GB 18176-2016 | 6.2.3 | 6.2.3 | [5 empty] | 20
[10 empty] | 针对欧洲议会和理事会指令97/24/EC关于两轮或三轮机动车部件特性，欧洲议会和理事会指令2002/24/EC关于两轮或三轮机动车型式认证及欧洲议会和理事会指令2009/67/EC关于照明和光信号装置的暗转的修订 | COMMISSION DIRECTIVE 2013/60/EU of 27 November 2013,amending for the purposes of adapting to technical progress, Directive 97/24/EC of the European Parliament and of the Council on certain components and characteristics of two or three-wheel motor vehicles, Directive 2002/24/EC of the European Parliament and of the Council relating to the type-approval of two or three-wheel motor vehicles and Directive 2009/67/EC of the European Parliament and of the Council on the installation of lighting and light-signalling devices on two- or three-wheel motor vehicles | (EU) No 60/2013 | (EU) No 60/2013 | [7 empty] | 10
[10 empty] | 欧盟关于两轮或三轮及四轮车认证及市场监管的法规 | REGULATION (EU) No 168/2013 OF THE EUROPEAN PARLIAMENT AND OF THE COUNCIL of 15 January 2013 on the approval and market surveillance of two- or three-wheel vehicles and quadricycles | (EU) No 168/2013 | (EU) No 168/2013 | [7 empty] | 10
[10 empty] | 欧盟针对168/2013 摩托车新认证框架法规的关于环保和动力性能以及补丁168/2013附件V的执行法规 | COMMISSION DELEGATED REGULATION (EU) No 134/2014 of 16 December 2013 supplementing Regulation (EU) No 168/2013 of the European Parliament and of the Council with regard to environmental and propulsion unit performance requirements and amending Annex V thereof | (EU) No 134/2014 | (EU) No 134/2014 | ANNEX IV | ANNEX IV | [5 empty] | 10 | 573-471
[10 empty] | 两轮或三轮摩托车排放治理措施 | Measures to be taken against air pollution caused by two or three motor vehicles | 97/24/EC C5 | 97/24/EC C5 | [7 empty] | 90
[10 empty] | 关于降低两轮或三轮摩托车污染物排放水平及对97/24/EC指令的修改 | On the reduction of the level of pollutant emission from two- and three-wheel motor vehicles and amending directive 97/24/EC | 2002/51/EC | 2002/51/EC | [7 empty] | 90
[10 empty] | 关于两轮/三轮摩托车型式认证、对欧洲理事会指令97/24/EEC和2002/24/EC修订指令 | Amending directive 97/24/EC and 2002/24/EC of the European parliament and of the council relating to the type-approval of two- or three-wheel motor vehicles | 2003/77/EC | 2003/77/EC | [7 empty] | 90
[10 empty] | 关于摩托车排气污染物认证的统一规定 | Uniform provisions concerning the approval of motorcycles equipped with a positive-ignition engines with regard to the emission of gaseous pollutants by the engine | ECE R40-Rev.1 | ECE R40-Rev.1 | [7 empty] | 90
[10 empty] | 关于轻便摩托车火花点火发动机排气污染物认证的统一规定 | Uniform provisions concerning the approval of mopeds equipped with a positive-ignition engines with regard to the emission of gaseous pollutants by the engine | ECE R47-Rev.1 | ECE R47-Rev.1 | [7 empty] | 20
[10 empty] | 美国联邦法规娱乐用车及发动机排放控制 | U.S.A. federation rule of law Control of emissions from recreational engines and vehicles | 40CFR PART1051 | 40CFR PART1051 | [7 empty] | 10
[5 empty] | 排气污染物（Ⅳ型试验） | Exhaust emissions (Type Ⅳ test) |  | 031704 031705 |  | 摩托车和轻便摩托车燃油蒸发污染物排放限值及测量方法 | Limits and measurement methods for evaporative pollutants from motorcycles and mopeds | GB 20998-2007 | GB 20998-2007 | 6.1 | 6.1 | [5 empty] | 150 | 570-098,570-092,573-239,573-471
[10 empty] | 摩托车污染物排放限值及测量方法(中国第四阶段) | Limits and measurement methods for emissions from motorcycles(CHINA Ⅳ) | GB 14622-2016 | GB 14622-2016 | 6.2.4 | 6.2.4 | [5 empty] | 10 | 570-098,570-092,573-239,573-471
[10 empty] | 轻便摩托车污染物排放限值及测量方法（中国第四阶段） | Limits and measurement methods for emissions of pollutants from mopeds(CHINA Ⅳ) | GB 18176-2016 | GB 18176-2016 | 6.2.4 | 6.2.4 | [5 empty] | 10 | 570-098,570-092,573-239,573-471
[10 empty] | 欧盟关于两轮或三轮及四轮车认证及市场监管的法规 | REGULATION (EU) No 168/2013 OF THE EUROPEAN PARLIAMENT AND OF THE COUNCIL of 15 January 2013 on the approval and market surveillance of two- or three-wheel vehicles and quadricycles | (EU) No 168/2013 | (EU) No 168/2013 | [7 empty] | 10
[10 empty] | 欧盟针对168/2013 摩托车新认证框架法规的关于环保和动力性能以及补丁168/2013附件V的执行法规 | COMMISSION DELEGATED REGULATION (EU) No 134/2014 of 16 December 2013 supplementing Regulation (EU) No 168/2013 of the European Parliament and of the Council with regard to environmental and propulsion unit performance requirements and amending Annex V thereof | (EU) No 134/2014 | (EU) No 134/2014 | ANNEX V | ANNEX V | [5 empty] | 10 | 570-092,573-239,573-471
[10 empty] | 美国联邦法规娱乐用车及发动机排放控制 | U.S.A. federation rule of law Control of emissions from recreational engines and vehicles | 40CFR PART1051 | 40CFR PART1051 | [7 empty] | 10 | 570-092,573-239,573-471
[5 empty] | 排气污染物（Ⅴ型试验） | Exhaust emissions (Type Ⅴ test) |  | 031704 031705 |  | 摩托车排气污染物排放限值及测量方法（工况法） | Limits and measurement methods for exhaust emissions from motorcycles under running mode | GB 14622-2002 | GB 14622-2002 | 5.2.1.2 | 5.2.1.2 | [5 empty] | 5 | 573-401,573-329,573-330,573-331,573-332,573-238,591-004
[10 empty] | 摩托车污染物排放限值及测量方法（工况法，中国第三阶段） | Limits and measurement methods for the emissions of pollutants from motorcycles on the running mode(CHINA stage Ⅲ) | GB 14622-2007 | GB 14622-2007 | 6.3.3 | 6.3.3 | [5 empty] | 400 | 573-401,573-329,573-330,573-331,573-332,573-238,591-004
[10 empty] | 轻便摩托车排气污染物限值及测量方法（工况法） | Limits and measurement methods for exhaust emissions from mopeds under running mode | GB 18176-2002 | GB 18176-2002 | 5.2.1.2 | 5.2.1.2 | [5 empty] | 2 | 573-401,573-329,573-330,573-331,573-332,573-238,591-004
[10 empty] | 轻便摩托车污染物排放限值及测量方法（工况法，中国第三阶段） | Limits and measurement methods for emissions of pollutants from mopeds on the running mode(CHINA stage Ⅲ) | GB 18176-2007 | GB 18176-2007 | 6.3.3 | 6.3.3 | [5 empty] | 400 | 573-401,573-329,573-330,573-331,573-332,573-238,591-004
[10 empty] | 摩托车污染物排放限值及测量方法(中国第四阶段) | Limits and measurement methods for emissions from motorcycles(CHINA Ⅳ) | GB 14622-2016 | GB 14622-2016 | 6.2.5 | 6.2.5 | [5 empty] | 10 | 573-401,573-329,573-330,573-331,573-332,573-238,591-004
[10 empty] | 轻便摩托车污染物排放限值及测量方法（中国第四阶段） | Limits and measurement methods for emissions of pollutants from mopeds(CHINA Ⅳ) | GB 18176-2016 | GB 18176-2016 | 6.2.5 | 6.2.5 | [5 empty] | 3 | 573-401,573-329,573-330,573-331,573-332,573-238,591-004
[10 empty] | 欧盟关于两轮或三轮及四轮车认证及市场监管的法规 | REGULATION (EU) No 168/2013 OF THE EUROPEAN PARLIAMENT AND OF THE COUNCIL of 15 January 2013 on the approval and market surveillance of two- or three-wheel vehicles and quadricycles | (EU) No 168/2013 | (EU) No 168/2013 | [7 empty] | 10 | 573-401,573-329,573-330,573-331,573-332,573-238,591-004
[10 empty] | 欧盟针对168/2013 摩托车新认证框架法规的关于环保和动力性能以及补丁168/2013附件V的执行法规 | COMMISSION DELEGATED REGULATION (EU) No 134/2014 of 16 December 2013 supplementing Regulation (EU) No 168/2013 of the European Parliament and of the Council with regard to environmental and propulsion unit performance requirements and amending Annex V thereof | (EU) No 134/2014 | (EU) No 134/2014 | ANNEX VI | ANNEX VI | [5 empty] | 10 | 573-401,573-329,573-330,573-331,573-332,573-238,591-004
[10 empty] | 1978年及其后年型的新摩托车排放法规 一般规定 | Emission regulations for 1978 and later new motorcycles, general provisions | 40CFR86 E分部 | 40CFR86 subpart E | [7 empty] | 5 | 573-401,573-329,573-330,573-331,573-332,573-238,591-004
[10 empty] | 1978年及其后年型的新摩托车排放法规 试验规程 | Emission regulations for 1978 and later new motorcycles, test procedures | 40CFR86 F分部 | 40CFR86 subpart F | [7 empty] | 5 | 573-401,573-329,573-330,573-331,573-332,573-238,591-004
[10 empty] | 美国联邦法规娱乐用车及发动机排放控制 | U.S.A. federation rule of law Control of emissions from recreational engines and vehicles | 40CFR PART1051 | 40CFR PART1051 | [7 empty] | 10 | 573-401,573-329,573-330,573-331,573-332,573-238,591-004
[5 empty] | CO2排放 | CO2 emissions |  | 031704 031705 |  | 欧盟关于两轮或三轮及四轮车认证及市场监管的法规 | REGULATION (EU) No 168/2013 OF THE EUROPEAN PARLIAMENT AND OF THE COUNCIL of 15 January 2013 on the approval and market surveillance of two- or three-wheel vehicles and quadricycles | (EU) No 168/2013 | (EU) No 168/2013 | [7 empty] | 10
[10 empty] | 欧盟针对168/2013 摩托车新认证框架法规的关于环保和动力性能以及补丁168/2013附件V的执行法规 | COMMISSION DELEGATED REGULATION (EU) No 134/2014 of 16 December 2013 supplementing Regulation (EU) No 168/2013 of the European Parliament and of the Council with regard to environmental and propulsion unit performance requirements and amending Annex V thereof | (EU) No 134/2014 | (EU) No 134/2014 | ANNEX VII | ANNEX VII | [5 empty] | 10 | 573-239,573-471,570-102,570-103
[5 empty] | 车载诊断（OBD)环境试验 | On-board diagnosis system environmental testing |  | 031704 |  | 摩托车污染物排放限值及测量方法(中国第四阶段) | Limits and measurement methods for emissions from motorcycles(CHINA Ⅳ) | GB 14622-2016 | GB 14622-2016 | 6.2.6 | 6.2.6 | [5 empty] | 10 | 579-048
[10 empty] | 轻便摩托车污染物排放限值及测量方法（中国第四阶段） | Limits and measurement methods for emissions of pollutants from mopeds(CHINA Ⅳ) | GB 18176-2016 | GB 18176-2016 | 6.2.6 | 6.2.6 | [5 empty] | 3 | 579-048
[10 empty] | 欧盟关于两轮或三轮及四轮车认证及市场监管的法规 | REGULATION (EU) No 168/2013 OF THE EUROPEAN PARLIAMENT AND OF THE COUNCIL of 15 January 2013 on the approval and market surveillance of two- or three-wheel vehicles and quadricycles | (EU) No 168/2013 | (EU) No 168/2013 | [7 empty] | 10
[10 empty] | 欧盟针对168/2013 摩托车新认证框架法规的关于环保和动力性能以及补丁168/2013附件V的执行法规 | COMMISSION DELEGATED REGULATION (EU) No 134/2014 of 16 December 2013 supplementing Regulation (EU) No 168/2013 of the European Parliament and of the Council with regard to environmental and propulsion unit performance requirements and amending Annex V thereof | (EU) No 134/2014 | (EU) No 134/2014 | ANNEX VIII | ANNEX VIII | [5 empty] | 10 | 579-048
[5 empty] | 车载诊断（OBD)功能安全 | On-board diagnosis system functional safety |  | 031704 |  | 欧盟关于两轮或三轮及四轮车认证及市场监管的法规 | REGULATION (EU) No 168/2013 OF THE EUROPEAN PARLIAMENT AND OF THE COUNCIL of 15 January 2013 on the approval and market surveillance of two- or three-wheel vehicles and quadricycles | (EU) No 168/2013 | (EU) No 168/2013 | [7 empty] | 10 | 579-048
[10 empty] | 对欧盟No 168/2013法规关于二轮/三轮/四轮车辆认结构和一般认证要求的补充法规 | Supplementing Regulation (EU) No 168/2013 of the European Parliament and of the Council with regard to the vehicle construction and general requirements for the approval of two- or three- wheel vehicles and quadricycles | (EU) No 44/2014 | (EU) No 44/2014 | ANNEX VIII | ANNEX VIII | [5 empty] | 10 | 579-048
[5 empty] | 排气系统隔热防护装置 | The thermal-insulation protection device of exhaust system |  | 031704 |  | 机车排气系统隔热防护装置 | The thermal-insulation protection device of exhaust system for motorcycle | 车辆安全检测基准12 | Vehicle Safety Testing Directions12 | [7 empty] | 2 | D572-139,573-262
[5 empty] | 燃油消耗量 | Fuel consumption |  | 031704 |  | 摩托车燃油消耗量限值及测量方法 | The limits and measurement methods of fuel consumption for motorcycles | GB 15744-2008 | GB 15744-2008 | 6,7 | 6,7 | [5 empty] | 420 | 579-046,D573-116,D573-095,D572-041,573-522,D576-025,591-004
[10 empty] | 轻便摩托车燃油消耗量限值及测量方法 | The limits and measurement methods of fuel consumption for mopeds | GB 16486-2008 | GB 16486-2008 | 6,7 | 6,7 | [5 empty] | 10 | 579-046,D573-116,D573-095,D572-041,573-522,D576-025,591-004
[10 empty] | 摩托车和轻便摩托车燃油消耗量限值及测量方法 | The limits and measurement methods of fuel consumption for motorcycles and mopeds | GB 15744-2019 | GB 15744-2019 | 5 | 5
[10 empty] | 摩托车和轻便摩托车整车性能台架试验方法 | Methods of running test on bench for motorcycles and mopeds | QC/T 60-2009 | QC/T 60-2009 | [7 empty] | 20 | 579-046,D573-116,D573-095,D572-041,573-522,D576-025,591-004
[10 empty] | 欧盟关于两轮或三轮及四轮车认证及市场监管的法规 | REGULATION (EU) No 168/2013 OF THE EUROPEAN PARLIAMENT AND OF THE COUNCIL of 15 January 2013 on the approval and market surveillance of two- or three-wheel vehicles and quadricycles | (EU) No 168/2013 | (EU) No 168/2013 | [7 empty] | 5 | 579-046,D573-116,D573-095,D572-041,573-522,D576-025,591-004
[10 empty] | 欧盟针对168/2013 摩托车新认证框架法规的关于环保和动力性能以及补丁168/2013附件V的执行法规 | COMMISSION DELEGATED REGULATION (EU) No 134/2014 of 16 December 2013 supplementing Regulation (EU) No 168/2013 of the European Parliament and of the Council with regard to environmental and propulsion unit performance requirements and amending Annex V thereof | (EU) No 134/2014 | (EU) No 134/2014 | [7 empty] | 5 | 579-046,D573-116,D573-095,D572-041,573-522,D576-025,591-004
[10 empty] | 摩托车 废气排放和燃料消耗的测量方法 第3部分：恒速条件下燃料消耗的测量 | Fuel consumption measurement at a constant speed | ISO 6460-3:2007 | ISO 6460-3:2007 | [7 empty] | 2 | 579-046,D573-116,D573-095,D572-041,573-522,D576-025,591-004
[10 empty] | 机动脚踏两用车 废气排放和燃料消耗的测量方法 第1部分：一般试验要求 | Mopeds --Measurement method for gaseous exhaust emissions and fuel consumption-Part 1:General test requirements | ISO 6855-1:2012 | ISO 6855-1:2012 | [7 empty] | 2 | 579-046,D573-116,D573-095,D572-041,573-522,D576-025,591-004
[10 empty] | 机动脚踏两用车 废气排放和燃料消耗的测量方法 第2部分：试验周期和特定的试验条件 | Mopeds --Measurement method for gaseous exhaust emissions and fuel consumption-Part 2: Test cycles and specific test conditions | ISO 6855-2:2012 | ISO 6855-2:2012 | [7 empty] | 2 | 579-046,D573-116,D573-095,D572-041,573-522,D576-025,591-004
[10 empty] | 机动脚踏两用车 废气排放和燃料消耗的测量方法 第3部分：恒速条件下燃料消耗的测量 | Mopeds --Measurement method for gaseous exhaust emissions and fuel consumption-Part 3: Fuel consumption measurement at a constant speed | ISO 6855-3:2012 | ISO 6855-3:2012 | [7 empty] | 2 | 579-046,D573-116,D573-095,D572-041,573-522,D576-025,591-004
[10 empty] | 两轮摩托车燃料消耗试验方法 | Testing method of fuel consumption for two-wheeled motorcycles | JIS D 1033-1999 | JIS D 1033-1999 | [7 empty] | 1 | 579-046,D573-116,D573-095,D572-041,573-522,D576-025,591-004
[5 empty] | 车速里程表指示值 | The speed odometer indicated value |  | 031704 |  | 机动车运行安全技术条件 | Safety specifications for power driven vehicles operating on roads | GB 7258-2017 | GB 7258-2017 | 4.12 | 4.12 | [5 empty] | 2 | 579-046,D573-116,D573-095,D572-041,573-522,D576-025,591-004,579-065
[10 empty] | 摩托车和轻便摩托车道路试验方法 | Methods of road test for motorcycles and mopeds | GB/T 5378-2008 | GB/T 5378-2008 | 6 | 6 | [5 empty] | 430 | 579-046,D573-116,D573-095,D572-041,573-522,D576-025,591-004,579-065
[10 empty] | 摩托车和轻便摩托车整车性能台架试验方法 | Methods of running test on bench for motorcycles and mopeds | QC/T 60-2009 | QC/T 60-2009 | [7 empty] | 20 | 579-046,D573-116,D573-095,D572-041,573-522,D576-025,591-004,579-065
[10 empty] | 关于两轮/三轮摩托车车速表和92/61/EEC理事会指令的修订指令 | On speedometers for two or three-wheel motor vehicles and amending Council Directive 92/61/EEC on the type-approval of two or three-wheel motor vehicles | 2000/7/EC | 2000/7/EC | [7 empty] | 20 | 579-046,D573-116,D573-095,D572-041,573-522,D576-025,591-004,579-065
[10 empty] | 二轮摩托车车速表校准方法 | Calibrations method of indication for odometer of two-wheeled motorcycles | JIS D 1032-1994 | JIS D 1032-1994 | [7 empty] | 2 | 579-046,D573-116,D573-095,D572-041,573-522,D576-025,591-004,579-065
[10 empty] | 机动车安全技术检验项目和方法 | Items and methods of power-driven vehicles safety technology inspection | GB 21861-2014 | GB 21861-2014 | 11.2.1 | 11.2.1 | [5 empty] | 50 | 579-046,D573-116,D573-095,D572-041,573-522,D576-025,591-004,579-065
[10 empty] | 关于就车速里程表及其安装方面批准车辆的统一规定 | Uniform Provisions Concerning The Approval Of Vehicles With Regard To The Speedometer Equipment Including Its Installation | ECE R39-Rev.1 | ECE R39-Rev.1 | [7 empty] | 5 | 579-046,D573-116,D573-095,D572-041,573-522,D576-025,591-004,579-065
[5 empty] | 排气烟度 | Exhaust smoke emissions |  | 031704 031705 |  | 摩托车和轻便摩托车排气烟度排放限值及测量方法 | Limits and measurement methods for exhaust smoke emissions from motorcycles and mopeds | GB 19758-2005 | GB 19758-2005 | [7 empty] | 200 | 570-100,573-239,573-471
[5 empty] | 可靠性 | The reliability |  | 031704 |  | 摩托车和轻便摩托车可靠性试验方法 | Test method of reliability for motorcycles and mopeds | GB/T 5374-2008 | GB/T 5374-2008 | 4 | 4 | [5 empty] | 10 | 579-046,D573-116,D573-095,D572-041,573-522,D576-025,591-004,579-065,578-025,578-026,578-013,D572-093,577-058,D571-192,570-179,D571-444,571-113
[10 empty] | 两轮摩托车行驶试验方法 | Running testing method for tow-wheeled motorcycles | JIS D1040-94 | JIS D1040-94 | 4 | 4 | [5 empty] | 2 | 579-046,D573-116,D573-095,D572-041,573-522,D576-025,591-004,579-065,578-025,578-026,578-013,D572-093,577-058,D571-192,570-179,D571-444
[10 empty] | 摩托车和轻便摩托车故障模式 | Fault-types for motorcycles and mopeds | QC/T 903-2013 | QC/T 903-2013 | [7 empty] | 10
[5 empty] | 耐久性 | The durability |  | 031704 |  | 摩托车和轻便摩托车耐久性试验方法 | Test method of durability for motorcycles and mopeds | GB/T 4570-2008 | GB/T 4570-2008 | [7 empty] | 10 | 579-046,D573-116,D573-095,D572-041,573-522,D576-025,591-004,579-065,578-025,578-026,578-013,D572-093,577-058,D571-192,570-179,D571-444,571-113
[5 empty] | 喇叭安装性能 | fitting performance of Horn |  | 031704 |  | 机动车用喇叭的性能要求及试验方法 | Performance requirement and test methods of horn for motor vehicle | GB 15742-2001 | GB 15742-2001 | [7 empty] | 430 | D571-192
[10 empty] | 机动车运行安全技术条件 | Safety specifications for motor vehicles operating on roads | GB 7258-2017 | GB 7258-2017 | [7 empty] | 2 | D571-192
[10 empty] | 关于两轮/三轮摩托车声响报警装置的理事会指令 | On audible warning devices for two- or three-wheel motor vehicles | 93/30/EEC | 93/30/EEC | [7 empty] | 2 | D571-192
[10 empty] | 对欧盟No 168/2013法规关于二轮/三轮/四轮车辆认证功能安全要求的补充法规 | Supplementing Regulation (EU) No 168/2013 of the European Parliament and of the Council with regard to vehicle functional safety requirements for the approval of two- or three-wheel vehicles and quadricycles | (EU) No 3/2014 | (EU) No 3/2014 | [7 empty] | 10 | D571-192
[10 empty] | 关于批准声响报警装置和就声响信号方面批准机动车的统一规定 | Uniform provisions concerning the approval of audible warning devices | ECE R28-Rev.1 | ECE R28-Rev.1 | [7 empty] | 90 | D571-192
[5 empty] | 噪声 | Noise |  | 031704 |  | 摩托车和轻便摩托车定置噪声限值及测试方法 | Limit and measurement method of noise emitted by stationary Motorcycles and Mopeds | GB 4569-2005 | GB 4569-2005 | 6 | 6 | [5 empty] | 430 | 579-046,D573-116,D573-095,D572-041,573-522,D571-192,D576-025,578-026,578-013
[10 empty] | 摩托车和轻便摩托车加速行驶噪声限值及测试方法 | Limits and measurement method of noise emitted by accelerating motorcycles and mopeds | GB 16169-2005 | GB 16169-2005 | 7 | 7 | [5 empty] | 430 | 579-046,D573-116,D573-095,D572-041,573-522,D571-192,D576-025,578-026,578-013
[10 empty] | 运动中的二轮轻便摩托车发出的噪声的测量——工程法 | Acoustics; measurement of noise emitted by two-wheeled mopeds in motion; engineering method | ISO 9645-1990 | ISO 9645-1990 | [7 empty] | 2 | 579-046,D573-116,D573-095,D572-041,573-522,D571-192,D576-025,578-026,578-013
[10 empty] | 欧盟针对168/2013 摩托车新认证框架法规的关于环保和动力性能以及补丁168/2013附件V的执行法规 | COMMISSION DELEGATED REGULATION (EU) No 134/2014 of 16 December 2013 supplementing Regulation (EU) No 168/2013 of the European Parliament and of the Council with regard to environmental and propulsion unit performance requirements and amending Annex V thereof | (EU) No 134/2014 | (EU) No 134/2014 | [7 empty] | 10 | 579-046,D573-116,D573-095,D572-041,573-522,D571-192,D576-025,578-026,578-013
[10 empty] | 关于就噪声方面批准L2、L4和L5类车辆的统一规定 | Uniform Provisions Concerning The Approval Of Category L2, L4 And L5 Vehicles With Regard To Noise | ECE R9-Rev.3 | ECE R9-Rev.3 | [7 empty] | 90 | 579-046,D573-116,D573-095,D572-041,573-522,D571-192,D576-025,578-026,578-013
[10 empty] | 关于摩托车噪声认证的统一规定 | Uniform Provisions Concerning The Approval Of Motor Cycles With Regard To Noise | ECE R41-Rev.2 | ECE R41-Rev.2 | [7 empty] | 90 | 579-046,D573-116,D573-095,D572-041,573-522,D571-192,D576-025,578-026,578-013
[10 empty] | 关于轻便摩托车噪声认证的统一规定 | Uniform provisions concerning the approval of moped with regard to noise | ECE R63-Rev.1 | ECE R63-Rev.1 | [7 empty] | 2 | 579-046,D573-116,D573-095,D572-041,573-522,D571-192,D576-025,578-026,578-013
[10 empty] | 关于两轮或三轮摩托车的噪声声级和排气系统的理事会指令 | Permissible sound level andexhaust system of two or three-wheel motor vehicles 2009/108/EC adapting to technical progress council directive 97/24/EC | 97/24/EC C9 | 97/24/EC C9 | [7 empty] | 90 | 579-046,D573-116,D573-095,D572-041,573-522,D571-192,D576-025,578-026,578-013
[10 empty] | 运输工具的噪声控制 D分部 摩托车 | Transportation equipment noise emission control subpart D motorcycles | 40 CFR 205 | 40 CFR 205 | [7 empty] | 2 | 579-046,D573-116,D573-095,D572-041,573-522,D571-192,D576-025,578-026,578-013
[10 empty] | 运输工具的噪声控制 E分部 摩托车的排气系统 | transportation equipment noise emission control subpart E motorcycle exhaust systems | 40 CFR 205 | 40 CFR 205 | [7 empty] | 2 | 579-046,D573-116,D573-095,D572-041,573-522,D571-192,D576-025,578-026,578-013
[10 empty] | 摩托车噪声级 | sound levels for motorcycles | SAE J331-2012 | SAE J331-2012 | [7 empty] | 2 | 579-046,D573-116,D573-095,D572-041,573-522,D571-192,D576-025,578-026,578-013
[10 empty] | 摩托车最大噪声级 | maximum sound level potential for motorcycles | SAE J47-2011 | SAE J47-2011 | [7 empty] | 2 | 579-046,D573-116,D573-095,D572-041,573-522,D571-192,D576-025,578-026,578-013
[10 empty] | 声学-道路车辆加速行驶噪声测量方法 | Acoustics -- measurement of noise emitted by accelerating road vehicles -- engineering method | ISO 362-1-2015 | ISO 362-1-2015 | [7 empty] | 2 | 579-046,D573-116,D573-095,D572-041,573-522,D571-192,D576-025,578-026,578-013
[10 empty] | 摩托车加速噪声测量方法 | measurement of noise emitted by accelerating motorcycles | JASO T008-2010 | JASO T008-2010 | [7 empty] | 2 | 579-046,D573-116,D573-095,D572-041,573-522,D571-192,D576-025,578-026,578-013
[10 empty] | 摩托车怠速排气噪声测量方法 | measurement of exhaust sound levels of stationary motorcycles | SAE J 1287-2017 | SAE J 1287-2017 | [7 empty] | 2 | 579-046,D573-116,D573-095,D572-041,573-522,D571-192,D576-025,578-026,578-013
[10 empty] | 车辆标准-外部噪声 | Vehicle Standard(Australian Design Rule 83/00-External Noise)2005 | ADR 83/00-2005 | ADR 83/00-2005 | [7 empty] | 2 | 579-046,D573-116,D573-095,D572-041,573-522,D571-192,D576-025,578-026,578-013
[5 empty] | 制动性能 | Braking Performance |  | 031704 |  | 摩托车和轻便摩托车制动性能要求及试验方法 | Performance and measurement method for braking of motorcycles and mopeds | GB 20073-2006 | GB 20073-2006 | 5 | 5 | [5 empty] | 430 | 579-046,D573-116,D573-095,D572-041,573-522,D571-192,D572-093
[10 empty] | 摩托车和轻便摩托车制动性能要求及试验方法 | Performance and measurement method for braking of motorcycles and mopeds | GB 20073-2018 | GB 20073-2018 | 5 | 5 | [5 empty] | 1 | 579-046,D573-116,D573-095,D572-041,573-522,D571-192,D572-093
[10 empty] | 机动车运行安全技术条件 | Safety specifications for motor vehicles operating on roads | GB 7258-2017 | GB 7258-2017 | 7 | 7 | [5 empty] | 2 | 579-046,D573-116,D573-095,D572-041,573-522,D571-192,D572-093
[10 empty] | 摩托车制动器和制动系统试验测量方法 | Motorcycles – Brakes and brake systems – Tests and measurement methods | ISO 8710:2010(E） | ISO 8710:2010(E） | [7 empty] | 2 | 579-046,D573-116,D573-095,D572-041,573-522,D571-192,D572-093
[10 empty] | 轻便摩托车制动器和制动系统试验测量方法 | Mopeds – Brakes and brake systems – Tests and measurement methods | ISO 8709:2010(E） | ISO 8709:2010(E） | [7 empty] | 2 | 579-046,D573-116,D573-095,D572-041,573-522,D571-192,D572-093
[10 empty] | 对欧盟No 168/2013法规关于二轮/三轮/四轮车辆认证功能安全要求的补充法规 | Supplementing Regulation (EU) No 168/2013 of the European Parliament and of the Council with regard to vehicle functional safety requirements for the approval of two- or three-wheel vehicles and quadricycles | (EU) No 3/2014 | (EU) No 3/2014 | [7 empty] | 10 | 579-046,D573-116,D573-095,D572-041,573-522,D571-192,D572-093
[10 empty] | 关于L类车辆制动认证的统一规定 | Uniform provisions concerning the approval of vehicles of category L with regard to braking | ECE R78-Rev.1 | ECE R78-Rev.1 | [7 empty] | 90 | 579-046,D573-116,D573-095,D572-041,573-522,D571-192,D572-093
[10 empty] | 关于两轮和三轮摩托车制动的理事会指令 | On the braking of two or three-wheel motor vehicles | 93/14/EEC | 93/14/EEC | [7 empty] | 90 | 579-046,D573-116,D573-095,D572-041,573-522,D571-192,D572-093
[10 empty] | 为适应技术进步，对关于两轮或三轮摩托车制动的93/14/EEC 指令、关于两轮或三轮摩托车固定标记的93/34/EEC 指令、关于两轮或三轮摩托车的最大设计车速、发动机最大扭矩、最大净功率的95/1/EC 指令以及关于两轮或三轮摩托车特定部件特征的97/24/EC 指令的修改 | COMMISSION DIRECTIVE amending for the purposes of adapting to technical progress Council Directives 93/14/EEC on the braking of two- or three-wheel motor vehicles and 93/34/EEC on statutory markings for two- or three-wheel motor vehicles, Directives of the European Parliament and of the Council 95/1/EC on the maximum design speed, maximum torque and maximum net engine power of two- or three-wheel motor vehicles and 97/24/EC on certain components and characteristics of two- or three-wheel motor vehicles | 2006/27/EC | 2006/27/EC | [7 empty] | 90 | 579-046,D573-116,D573-095,D572-041,573-522,D571-192,D572-093
[10 empty] | 二轮摩托车制动试验方法 | Test methods of brake for two wheeled motor vehicles | JIS D 1034-1999 | JIS D 1034-1999 | [7 empty] | 2 | 579-046,D573-116,D573-095,D572-041,573-522,D571-192,D572-093
[10 empty] | 汽车和摩托车制动试验方法通则 | General rules of brake test method of automobiles and motor cycles | JIS D 0210-1995 | JIS D 0210-1995 | [7 empty] | 2 | 579-046,D573-116,D573-095,D572-041,573-522,D571-192,D572-093
[10 empty] | 摩托车制动系统 | Motorcycle brake systems | FMVSS 571.122-2011 | FMVSS 571.122-2011 | [7 empty] | 2 | 579-046,D573-116,D573-095,D572-041,573-522,D571-192,D572-093
[10 empty] | 摩托车制动系统 | Motorcycle brake systems | FMVSS 571.122 | FMVSS 571.122 | [7 empty] | 2 | 579-046,D573-116,D573-095,D572-041,573-522,D571-192,D572-093
[5 empty] | 制动力 | Braking force |  | 031704 |  | 摩托车和轻便摩托车制动力要求及试验方法 | Performanceand measurement method for braking force of motorcycles and mopeds | GB/T 5382-2008 | GB/T 5382-2008 | 5 | 5 | [5 empty] | 430 | 579-065,D573-116
[10 empty] | 摩托车制动系统 | Motorcycle brake systems | FMVSS 571.122-2011 | FMVSS 571.122-2011 | [7 empty] | 2 | 579-065,D573-116
[10 empty] | 摩托车制动系统 | Motorcycle brake systems | FMVSS 571.122 | FMVSS 571.122 | [7 empty] | 2 | 579-065,D573-116
[10 empty] | 机动车运行安全技术条件 | Safety specifications for motor vehicles operating on roads | GB 7258-2017 | GB 7258-2017 | 7 | 7 | [5 empty] | 2 | 579-065,D573-116
[5 empty] | 起动性能 | Starting performance |  | 031704 |  | 摩托车和轻便摩托车道路试验方法 | Methods of road test for motorcycles and mopeds | GB/T 5378-2008 | GB/T 5378-2008 | 5 | 5 | [5 empty] | 430 | D576-025,D573-116,D573-095,D572-041,D572-093
[5 empty] | 滑行性能 | Coasting performance |  | 031704 |  | 摩托车和轻便摩托车道路试验方法 | Methods of road test for motorcycles and mopeds | GB/T 5378-2008 | GB/T 5378-2008 | 10 | 10 | [5 empty] | 430 | 579-046,D573-116,D573-095,D572-041,573-522
[10 empty] | 二轮摩托车滑行试验方法 | Method of coasting test for two-wheeled motorcycles | JIS D 1036-2003 | JIS D 1036-2003 | [7 empty] | 2 | 579-046,D573-116,D573-095,D572-041,573-522
[5 empty] | 爬坡能力 | Climbing ability |  | 031704 |  | 摩托车和轻便摩托车道路试验方法 | Methods of road test for motorcycles and mopeds | GB/T 5378-2008 | GB/T 5378-2008 | 11 | 11 | [5 empty] | 430 | 579-046,D573-116,D573-095,D572-041,573-522,D576-025,D571-192,D571-444
[10 empty] | 二轮摩托车爬坡能力试验方法 | Method of climbing ability test for two-wheeled motorcycles | JIS D 1039-1994 | JIS D 1039-1994 | [7 empty] | 2 | 579-046,D573-116,D573-095,D572-041,573-522,D576-025,D571-192,D571-444,591-004
[10 empty] | 电动摩托车和电动轻便摩托车动力性能 试验方法 | Electric motorcycles and electric mopeds-power performance-Test methods | GB/T 24156-2018 | GB/T 24156-2018 | 7.5 | 7.5 | [6 empty] | 579-046,D573-116,D573-095,D572-041,573-522,D576-025,D571-192,D571-444
[10 empty] | 电动机车－整车性能试验法－第1 部：爬坡能力试验 | Electric motorcycles − Performance test methods − Part 1: Hill climbing ability tests | CNS15819-1 | CNS15819-1 | [7 empty] | 1 | 579-046,D573-116,D573-095,D572-041,573-522,D576-025,D571-192,D571-444,591-004
[5 empty] | 加速性能 | Accelerating ability |  | 031704 |  | 摩托车和轻便摩托车道路试验方法 | Methods of road test for motorcycles and mopeds | GB/T 5378-2008 | GB/T 5378-2008 | 9 | 9 | [5 empty] | 430 | 579-046,D573-116,D573-095,D572-041,573-522,D576-025,D571-192
[10 empty] | 二轮摩托车加速试验方法 | Method of acceleration test for two-wheeled motorcycles | JIS D 1035-1994 | JIS D 1035-1994 | [7 empty] | 2 | 579-046,D573-116,D573-095,D572-041,573-522,D576-025,D571-192,591-004
[10 empty] | 电动摩托车和电动轻便摩托车动力性能 试验方法 | Electric motorcycles and electric mopeds-power performance-Test methods | GB/T 24156-2018 | GB/T 24156-2018 | 7.4 | 7.4 | [6 empty] | 579-046,D573-116,D573-095,D572-041,573-522,D576-025,D571-192,591-004
[10 empty] | 摩托车和轻便摩托车整车性能台架试验方法 | Methods of running test on bench for motorcycles and mopeds | QC/T 60-2009 | QC/T 60-2009 | [7 empty] | 20 | 579-046,D573-116,D573-095,D572-041,573-522,D576-025,D571-192,591-004
[10 empty] | 电动机车－整车性能试验法－第3 部：加速性能试验 | Electric motorcycles − Performance test methods − Part 2: Maximum speed tests | CNS15819-3 | CNS15819-3 | [7 empty] | 1 | 579-046,D573-116,D573-095,D572-041,573-522,D576-025,D571-192,591-004
[5 empty] | 操纵性能 | Handling performance |  | 031704 |  | 对欧盟No 168/2013法规关于二轮/三轮/四轮车辆认证功能安全要求的补充法规 | Supplementing Regulation (EU) No 168/2013 of the European Parliament and of the Council with regard to vehicle functional safety requirements for the approval of two- or three-wheel vehicles and quadricycles | (EU) No 3/2014 | (EU) No 3/2014 | [7 empty] | 10 | 579-046,D573-116,D573-095,D572-041,573-522,D571-192
[5 empty] | 最高车速 | The maximum speed |  | 031704 |  | 摩托车和轻便摩托车道路试验方法 | Methods of road test for motorcycles and mopeds | GB/T 5378-2008 | GB/T 5378-2008 | 7 | 7 | [5 empty] | 430 | 579-046,D573-116,D573-095,D572-041,573-522
[10 empty] | 电动摩托车和电动轻便摩托车动力性能 试验方法 | Electric motorcycles and electric mopeds-power performance-Test methods | GB/T 24156-2018 | GB/T 24156-2018 | 7.3 | 7.3 | [6 empty] | 579-046,D573-116,D573-095,D572-041,573-522,591-004
[10 empty] | 机动车运行安全技术条件 | Safety specifications for motor vehicles operating on roads | GB 7258-2017 | GB 7258-2017 | 10.6 | 10.6 | [5 empty] | 2 | 579-046,D573-116,D573-095,D572-041,573-522
[10 empty] | 摩托车和轻便摩托车整车性能台架试验方法 | Methods of running test on bench for motorcycles and mopeds | QC/T 60-2009 | QC/T 60-2009 | [7 empty] | 20 | D573-116,591-004
[10 empty] | 两轮/三轮摩托车最大设计车速、最大扭矩及最大净功率 | On the maximum design speed, maximum torque and maximum net engine power of two or three-wheel motor vehicles | 95/1/EC | 95/1/EC | [7 empty] | 2 | 579-046,D573-116,D573-095,D572-041,573-522,591-004
[10 empty] | 关于两轮/三轮摩托车最大设计车速、最大扭矩、最大净功率的指令95/1/EC适应技术进步的欧洲委员会指令 | Adapting to technical progress directive 95/1/EC of the European parliament and of the council on the maximum design speed, maximum torque and maximum net engine power of two or three-wheel motor vehicles | 2002/41/EC | 2002/41/EC | [7 empty] | 20 | 579-046,D573-116,D573-095,D572-041,573-522,591-004
[10 empty] | 轻便摩托车最高车速测量方法 | Mopeds - Measurement method for determining maximum speed | ISO 7116：2011 | ISO 7116：2011 | [7 empty] | 2 | 579-046,D573-116,D573-095,D572-041,573-522,591-004
[10 empty] | 摩托车最高车速的测量 | Motorcycles Measurement method for determining maximum speed | ISO 7117：2010 | ISO 7117：2010 | [7 empty] | 2 | 579-046,D573-116,D573-095,D572-041,573-522,591-004
[10 empty] | 二轮摩托车最高车速试验方法 | Measuring method of maximum speed for two-wheeled motorcycles | JIS D 1037-2011 | JIS D 1037-2011 | [7 empty] | 0 | 579-046,D573-116,D573-095,D572-041,573-522,591-004
[10 empty] | 欧盟针对168/2013 摩托车新认证框架法规的关于环保和动力性能以及补丁168/2013附件V的执行法规 | COMMISSION DELEGATED REGULATION (EU) No 134/2014 of 16 December 2013 supplementing Regulation (EU) No 168/2013 of the European Parliament and of the Council with regard to environmental and propulsion unit performance requirements and amending Annex V thereof | (EU) No 134/2014 | (EU) No 134/2014 | [7 empty] | 10 | 579-046,D573-116,D573-095,D572-041,573-522,591-004
[10 empty] | 为适应技术进步，对关于两轮或三轮摩托车制动的93/14/EEC 指令、关于两轮或三轮摩托车固定标记的93/34/EEC 指令、关于两轮或三轮摩托车的最大设计车速、发动机最大扭矩、最大净功率的95/1/EC 指令以及关于两轮或三轮摩托车特定部件特征的97/24/EC 指令的修改 | COMMISSION DIRECTIVE amending for the purposes of adapting to technical progress Council Directives 93/14/EEC on the braking of two- or three-wheel motor vehicles and 93/34/EEC on statutory markings for two- or three-wheel motor vehicles, Directives of the European Parliament and of the Council 95/1/EC on the maximum design speed, maximum torque and maximum net engine power of two- or three-wheel motor vehicles and 97/24/EC on certain components and characteristics of two- or three-wheel motor vehicles | 2006/27/EC | 2006/27/EC | [7 empty] | 20 | 579-046,D573-116,D573-095,D572-041,573-522,591-004
[10 empty] | 电动机车－整车性能试验法－第2 部：最高速率试验 | Electric motorcycles − Performance test methods − Part 2: Maximum speed tests | CNS15819-2 | CNS15819-2 | [7 empty] | 1 | 579-046,D573-116,D573-095,D572-041,573-522,591-004
[5 empty] | 最低稳定车速 | Minimum steady speed |  | 031704 |  | 摩托车和轻便摩托车道路试验方法 | Methods of road test for motorcycles and mopeds | GB/T 5378-2008 | GB/T 5378-2008 | 8 | 8 | [5 empty] | 430 | 579-046,D573-116,D573-095,D572-041,573-522,D571-192
[5 empty] | 车辆标志 | Vehicle mark |  | 031704 |  | 机动车运行安全技术条件 | Safety specifications for motor vehicles operating on roads | GB 7258-2017 | GB 7258-2017 | [7 empty] | 2 | D571-374
[10 empty] | 机动车产品标牌 | Power-driven vehicles manufacturer's plate | GB/T 18411-2018 | GB/T 18411-2018 | 4,5,6,7 | 4,5,6,7 | [5 empty] | 1 | D571-374
[10 empty] | 两轮及三轮摩托车的法定标志 | On statutory markings for two- or three-wheel motor vehicles | 93/34/EEC | 93/34/EEC | [7 empty] | 20 | D571-374
[10 empty] | 适用于指令93/34/EEC两轮及三轮摩托车的法定标志的技术进步 | Adapting to technical progress Council Directive 93/34/EEC on statutory markings for two- or three-wheel motor vehiclesText with EEA relevance | 1999/25/EC | 1999/25/EC | [7 empty] | 20 | D571-374
[10 empty] | 为适应技术进步，对关于两轮或三轮摩托车制动的93/14/EEC 指令、关于两轮或三轮摩托车固定标记的93/34/EEC 指令、关于两轮或三轮摩托车的最大设计车速、发动机最大扭矩、最大净功率的95/1/EC 指令以及关于两轮或三轮摩托车特定部件特征的97/24/EC 指令的修改 | COMMISSION DIRECTIVE amending for the purposes of adapting to technical progress Council Directives 93/14/EEC on the braking of two- or three-wheel motor vehicles and 93/34/EEC on statutory markings for two- or three-wheel motor vehicles, Directives of the European Parliament and of the Council 95/1/EC on the maximum design speed, maximum torque and maximum net engine power of two- or three-wheel motor vehicles and 97/24/EC on certain components and characteristics of two- or three-wheel motor vehicles | 2006/27/EC | 2006/27/EC | [7 empty] | 20 | D571-374
[10 empty] | 关于两轮/三轮摩托车法定标志的理事会指令 | On statutory markings for two- or three-wheel motor vehicles | 2009/139/EC | 2009/139/EC | [7 empty] | 20 | D571-374
[5 empty] | 车辆识别代号 | VIN |  | 031704 |  | 道路车辆 车辆识别代号（VIN） | Road vehicle vehicle identification number | GB 16735-2004 | GB 16735-2004 | [7 empty] | 430 | D571-374
[10 empty] | 道路车辆 世界制造厂识别代号（WMI） | Road vehicle-World manufacturer identifier (WMI) code | GB 16737-2004 | GB 16737-2004 | [7 empty] | 430 | D571-374
[10 empty] | 道路车辆 车辆识别代号（VIN) | Road vehicle-Vehicle identification number（VIN） | GB 16735-2019 | GB 16735-2019
[10 empty] | 道路车辆 世界零件制造厂识别代号(WPMI) | Road vehicle-world manufacturer identifier (WPMI) code | GB/T 16738-1997 | GB/T 16738-1997 | 5,6 | 5,6 | [5 empty] | 430 | D571-374
[10 empty] | 道路车辆—车辆识别代号（VIN）内容与构成 | Road vehicle-vehicle identification number(VIN) content & structure | ISO 3779-2009 | ISO 3779-2009 | [7 empty] | 2 | D571-374
[10 empty] | 道路车辆 世界制造厂识别代号（WMI） | Road vehicle-World manufacturer identifier (WMI) code | GB 16737-2019 | GB 16737-2019
[10 empty] | 道路车辆—世界制造厂识别代号（WMI） | Road vehicle-world manufacturer identifier (WMI)code | ISO 3780-2009 | ISO 3780-2009 | [7 empty] | 2 | D571-374
[10 empty] | 道路车辆—车辆识别代号（VIN）位置与固定 | Road vehicle-vehicle identification number(VIN) position & attachment | ISO 4030-1983 | ISO 4030-1983 | [7 empty] | 2 | D571-374
[10 empty] | 道路车辆—世界零件制造厂识别代号（WPMI） | Road vehicle-world parts manufacturer identifier (WPMI) code | ISO 4100-1980 | ISO 4100-1980 | [7 empty] | 2 | D571-374
[10 empty] | 机动车运行安全技术条件 | Safety specifications for motor vehicles operating on roads | GB 7258-2017 | GB 7258-2017 | [7 empty] | 2 | D571-374
[10 empty] | 《机动车产品标牌》 | Power-driven vehicles manufacturer's plate | GB/T 18411-2018 | GB/T 18411-2018 | 5 | 5 | [5 empty] | 1 | D571-374
[10 empty] | 关于两轮/三轮摩托车法定标志的理事会指令 | On statutory markings for two- or three-wheel motor vehicles | 2009/139/EC | 2009/139/EC | [7 empty] | 20 | D571-374
[10 empty] | 关于两轮/三轮摩托车法定标志的93/34/EEC 指令适应技术进步的欧洲委员会指令 | Adapting to technical progress council directive | 1999/25/EC | 1999/25/EC | [7 empty] | 20 | D571-374
[5 empty] | 图形符号 | Symbol |  | 031704 |  | 摩托车操纵件、指示器及信号装置的图形符号 | Symbols for controls, indicators and telltales for motorcycles | GB 15365-2008 | GB 15365-2008 | [7 empty] | 430
[10 empty] | 机动车运行安全技术条件 | Safety specifications for motor vehicles operating on roads | GB 7258-2017 | GB 7258-2017 | [7 empty] | 2
[10 empty] | 关于就驾驶员操纵的控制件，包括控制件的识别，信号装置和指示器方面批准两轮摩托车、轻便摩托车的统一规定 | Uniform provisions concerning the approval of two-wheeled motor cycles and mopeds with regard to identification of controls, tell-tales and indicators | ECE R60 Rev1 | ECE R60 Rev1 | [7 empty] | 20
[10 empty] | 摩托车—操纵件—型式、位置和功能 | Motorcycles—controls—types、positions and functions | ISO 9021-1988 | ISO 9021-1988 | [7 empty] | 2
[10 empty] | 轻便摩托车—操纵件、指示器及信号装置的符号 | Mopeds -- symbols for controls, indicators and tell-tales | ISO4129-2012 | ISO4129-2012 | [7 empty] | 2
[10 empty] | 道路车辆—轻便摩托车—操纵件的型式、位置和功能 | Road vehicle - mopeds—types、positions and functions of controls | ISO4151-87 | ISO4151-87 | [7 empty] | 2
[10 empty] | 道路车辆—摩托车—操纵件、指示器及信号装置的符号 | Road vehicle-motorcycles—types、positions and functions of controls | ISO 6727-2012 | ISO 6727-2012 | [7 empty] | 2
[10 empty] | 两轮或三轮机动车控制件的识别、信号装置和指示器 | On the identification ofcontrols, tell-tales and indicators for two- or three-wheeled motor vehicles | 93/29/EEC（含修订单） | 93/29/EEC(Including amendments) | [7 empty] | 20
[10 empty] | 二轮摩托车用操作装置及仪表警告装置的配置与显示 | Motorcycles - controls -types, positions and functions | JIS D 0034-98 | JIS D 0034-98 | [7 empty] | 2
[10 empty] | 美联邦摩托车控制器和显示器法规 | Motorcycles controls and displays | FMVSS 571.123 | FMVSS 571.123 | [7 empty] | 2
[10 empty] | 除客车之外的机动车辆的轮胎选择和轮辋 | Tire selectionand rims for motor vehiclesother than passenger cars. | FMVSS 571.120 | FMVSS 571.120 | [7 empty] | 2
[10 empty] | 玻璃材料 | Glazing materials | FMVSS 571.205 | FMVSS 571.205 | [7 empty] | 2
[10 empty] | 机车控制器标志 | Driver operated controls | 车辆安全检测基准24 | 车辆安全检测基准24 | [7 empty] | 2
[10 empty] | 关于两轮或三轮摩托车控制件、指示器及信号装置的识别的指令 | On the identification of controls, tell-tales and indicators for motor vehicles | 2009/80/EC | 2009/80/EC | [7 empty] | 20
[10 empty] | 对欧盟No 168/2013法规关于二轮/三轮/四轮车辆认证功能安全要求的补充法规 | Supplementing Regulation (EU) No 168/2013 of the European Parliament and of the Council with regard to vehicle functional safety requirements for the approval of two- or three-wheel vehicles and quadricycles | (EU) No 3/2014 | (EU) No 3/2014 | [7 empty] | 10
[10 empty] | 电动机车－整车性能试验法－第6 部：充电(气)状态指示试验 | Electric motorcycles − Performance test methods − Part 6: Tests of indication for the state of charge | CNS15819-6 | CNS15819-6 | [7 empty] | 1
[5 empty] | 整车外观质量 | Quality of appearance for complete vehicle |  | 031704 |  | 摩托车和轻便摩托车产品质量检验规程 | Test regulations for motorcycle and moped productions quality | QC/T 29115-2013 | QC/T 29115-2013 | [7 empty] | 10 | D571-374,D571-192,D571-444
[5 empty] | 整车装配调整质量 | Quality of assembly and adjustment for vehicle |  | 031704 |  | 摩托车和轻便摩托车产品质量检验规程 | Test regulations for motorcycle and moped productions quality | QC/T 29115-2013 | QC/T 29115-2013 | [7 empty] | 10 | D571-374,D571-192,D571-444,579-046,578-025,578-026,578-013,D573-116,D573-172,D573-132,D576-024,571-113
[5 empty] | 尺寸和质量参数 | Dimensions and mass parameters |  | 031704 |  | 机动车运行安全技术条件 | Safety specifications for motor vehicles operating on roads | GB 7258-2017 | GB 7258-2017 | 4.2,4.4,4.5 | 4.2,4.4,4.5 | [5 empty] | 2 | D573-116,D571-192,571-113
[10 empty] | 摩托车和轻便摩托车尺寸和质量参数的测定方法 | Measuring method of dimensions and masses parameter for motorcycles and mopeds | GB/T 5373-2006 | GB/T 5373-2006 | 5 | 5 | [5 empty] | 430 | D573-116,D571-192,571-113
[10 empty] | 摩托车尺寸、质量和载荷的测量方法 | Measuring method of dimensions, masses and payload for motorcycles | JASO T004-1989 | JASO T004-1989 | [7 empty] | 2 | D573-116,D571-192,571-113
[10 empty] | 两轮或三轮机动车质量和尺寸 | Masses and dimensions of two or three-wheel motor vehicles | 93/93/EEC（含修订单） | 93/93/EEC(Including amendments) | [7 empty] | 20 | D573-116,D571-192,571-113
[10 empty] | 道路车辆—二轮轻便摩托车及摩托车的尺寸——术语及定义 | Road vehicles—dimensions of two-wheeled motorcycles and mopeds—terms and definitions | ISO 6725-1981 | ISO 6725-1981 | [7 empty] | 2 | D573-116,D571-192,571-113
[10 empty] | 道路车辆—二轮轻便摩托车及摩托车-质量—词汇 | Road vehicles—masses of two-wheeled motorcycles and mopeds—terms and definitions—vocabulary | ISO 6726-1988 | ISO 6726-1988 | [7 empty] | 2 | D573-116,D571-192,571-113
[10 empty] | 三轮轻便摩托车和摩托车——尺寸——词汇 | Three-wheeled motorcycles and mopeds-dimensions-vocabular | ISO 9131-1993 | ISO 9131-1993 | [7 empty] | 2 | D573-116,D571-192,571-113
[10 empty] | 三轮轻便摩托车和摩托车——质量——词汇 | Three-wheeled motorcycles and mopeds-masses-vocabulary | ISO 9132-1990 | ISO 9132-1990 | [7 empty] | 2 | D573-116,D571-192,571-113
[10 empty] | 摩托车最小转弯半径试验方法 | Motorcycle -Minimum turning diameter –method of measuremen | JASO T007-1987 | JASO T007-1987 | [7 empty] | 2 | D573-116,D571-192,571-113
[10 empty] | 轻便摩托车—重心位置的测量方法 | Mopeds - measurement method for location of centre of gravity | ISO 8705-2005 | ISO 8705-2005 | [7 empty] | 2 | D573-116,D571-192,571-113
[10 empty] | 摩托车—重心位置的测量方法 | Motorcycles - measurement method for location of centre of gravity | ISO 9130-2005 | ISO 9130-2005 | [7 empty] | 2 | D573-116,D571-192,571-113
[10 empty] | 摩托车重心位置的测量方法 | Motorcycles - Measurement method for location of centre of gravity | GB/T 24546-2009 | GB/T 24546-2009 | 5 | 5 | [5 empty] | 20 | D573-116,D571-192,571-113,571-111
[10 empty] | 轻便摩托车重心位置的测量方法 | Mopeds - Measurement method for location of centre of gravity | GB/T 24547-2009 | GB/T 24547-2009 | 5 | 5 | [5 empty] | 5 | D573-116,D571-192,571-113,571-111
[10 empty] | 对欧盟No 168/2013法规关于二轮/三轮/四轮车辆认结构和一般认证要求的补充法规 | Supplementing Regulation (EU) No 168/2013 of the European Parliament and of the Council with regard to the vehicle construction and general requirements for the approval of two- or three- wheel vehicles and quadricycles | (EU) No 44/2014 | (EU) No 44/2014 | [7 empty] | 10 | D573-116,D571-192,571-113,571-111
[5 empty] | 乘坐人数核定 | Approved passengers |  | 031704 |  | 机动车运行安全技术条件 | Safety specifications for motor vehicles operating on roads | GB 7258-2017 | GB 7258-2017 | 4.5.5 | 4.5.5 | [5 empty] | 2 | D571-192
[5 empty] | 安全防护 | Safety protection device |  | 031704 |  | 机动车运行安全技术条件 | Safety specifications for motor vehicles operating on roads | GB 7258-2017 | GB 7258-2017 | [7 empty] | 2 | D571-469,D571-373
[5 empty] | 外部凸出物 | External projections |  | 031704 |  | 摩托车和轻便摩托车外部凸出物 | External projections from motorcycles and mopeds | GB 20074-2017 | GB 20074-2017 | [7 empty] | 2 | D571-210,D571-213
[10 empty] | 机动车运行安全技术条件 | Safety specifications for motor vehicles operating on roads | GB 7258-2017 | GB 7258-2017 | [7 empty] | 2 | D571-210,D571-213
[10 empty] | 乘用车外部凸出物 | External projections for passenger car | GB 11566-2009 | GB 11566-2009 | [7 empty] | 20 | D571-210,D571-213
[10 empty] | 为适应技术进步，对关于两轮或三轮摩托车制动的93/14/EEC 指令、关于两轮或三轮摩托车固定标记的93/34/EEC 指令、关于两轮或三轮摩托车的最大设计车速、发动机最大扭矩、最大净功率的95/1/EC 指令以及关于两轮或三轮摩托车特定部件特征的97/24/EC 指令的修改 | COMMISSION DIRECTIVE amending for the purposes of adapting to technical progress Council Directives 93/14/EEC on the braking of two- or three-wheel motor vehicles and 93/34/EEC on statutory markings for two- or three-wheel motor vehicles, Directives of the European Parliament and of the Council 95/1/EC on the maximum design speed, maximum torque and maximum net engine power of two- or three-wheel motor vehicles and 97/24/EC on certain components and characteristics of two- or three-wheel motor vehicles | 2006/27/EC | 2006/27/EC | [7 empty] | 20 | D571-210,D571-213
[10 empty] | 外部凸出物 | External projections from two or three-wheel motor vehicles | 97/24/EC C3（含修订单） | 97/24/EC C3(Including amendments) | [7 empty] | 20
[10 empty] | 关于就外部凸出物方面批准车辆的统一规定《关于就外部凸出物方面批准车辆的统一规定》ECE R26 Rev1 | Uniform provisions concerning the approval of vehicles with regard to their external projections | ECE R26 Rev1 | ECE R26 Rev1 | [7 empty] | 20
[10 empty] | 对欧盟No 168/2013法规关于二轮/三轮/四轮车辆认结构和一般认证要求的补充法规 | Supplementing Regulation (EU) No 168/2013 of the European Parliament and of the Council with regard to the vehicle construction and general requirements for the approval of two- or three- wheel vehicles and quadricycles | (EU) No 44/2014 | (EU) No 44/2014 | [7 empty] | 10 | D571-210,D571-213
[5 empty] | 乘员扶手 | Passenger hand-hold |  | 031704 |  | 摩托车和轻便摩托车乘员扶手 | Passenger hand-hold on motorcycles | GB 20075-2006 | GB 20075-2006 | 2 | 2 | [5 empty] | 430 | D573-122
[10 empty] | 两轮或三轮机动车扶手 | On passenger hand-holds on two-wheel motor vehicle | 93/32/EEC（含修订单） | 93/32/EEC(Including amendments) | [7 empty] | 90 | D573-122
[10 empty] | 机动车运行安全技术条件 | Safety specifications for motor vehicles operating on roads | GB 7258-2017 | GB 7258-2017 | [7 empty] | 2 | D573-122
[10 empty] | 机车客座扶手规定 | The requirement regarding the passenger hand-holds of motorcycle Vehicle Safety Testing Directions14 | 车辆安全检测基准14 | Vehicle Safety Testing Directions14 | [7 empty] | 2 | D573-122
[10 empty] | 对欧盟No 168/2013法规关于二轮/三轮/四轮车辆认结构和一般认证要求的补充法规 | Supplementing Regulation (EU) No 168/2013 of the European Parliament and of the Council with regard to the vehicle construction and general requirements for the approval of two- or three- wheel vehicles and quadricycles | (EU) No 44/2014 | (EU) No 44/2014 | [7 empty] | 2 | D573-122
[5 empty] | 转向装置 | Steering mechanism |  | 031704 |  | 机动车运行安全技术条件 | Safety specifications for motor vehicles operating on roads | GB 7258-2017 | GB 7258-2017 | [7 empty] | 2 | D571-202
[10 empty] | 摩托车和轻便摩托车转向轮限位装置及最大转角的技术要求和测定方法 | Motorcycles and mopeds-Limitative device to steering and maximum wheel steer angle-Requirements and measurement methods | GB/T 24553-2009 | GB/T 24553-2009 | 4 | 4 | [5 empty] | 430 | D571-202
[5 empty] | 最大侧倾稳定角 | Maximum stable side-inclination |  | 031704 |  | 摩托车和轻便摩托车道路试验方法 | Methods of road test for motorcycles and mopeds | GB/T 5378-2008 | GB/T 5378-2008 | 13 | 13 | [5 empty] | 430 | 571-113
[10 empty] | 《摩托车侧倾角测量程序》 | Motorcycle bank angle measurement procedure | SAE J1168-1996(2012) | SAE J1168-1996(2012) | 5 | 5 | [5 empty] | 2 | 571-113
[10 empty] | 机动车运行安全技术条件 | Safety specifications for motor vehicles operating on roads | GB 7258-2017 | GB 7258-2017 | 4 | 4 | [5 empty] | 2 | 571-113
[5 empty] | 驻车性能 | Parking performance |  | 031704 |  | 摩托车和轻便摩托车道路试验方法 | Methods of road test for motorcycles and mopeds | GB/T 5378-2008 | GB/T 5378-2008 | 12 | 12 | [5 empty] | 430 | 571-113
[10 empty] | 机动车运行安全技术条件 | Safety specifications for motor vehicles operating on roads | GB 7258-2017 | GB 7258-2017 | 4 | 4 | [5 empty] | 2 | 571-113
[10 empty] | 《摩托车驻车稳定性性能要求》 | Performance requirements of parking stability for motorcycles | SAE J1248-2010 | SAE J1248-2010 | [7 empty] | 2 | 571-113
[10 empty] | 《摩托车驻车稳定性试验程序》 | Testing procedure of parking stability for motorcycles | SAE J1101-1997(2012) | SAE J1101-1997(2012) | [7 empty] | 2 | 571-113
[10 empty] | 对欧盟No 168/2013法规关于二轮/三轮/四轮车辆认结构和一般认证要求的补充法规 | Supplementing Regulation (EU) No 168/2013 of the European Parliament and of the Council with regard to the vehicle construction and general requirements for the approval of two- or three- wheel vehicles and quadricycles | (EU) No 44/2014 | (EU) No 44/2014 | [7 empty] | 10 | 571-113
[5 empty] | 前照灯发光强度、照射位置 | Luminous intensity and illuminating location of head lamp |  | 031704 |  | 机动车运行安全技术条件 | Safety specifications for motor vehicles operating on roads | GB 7258-2017 | GB 7258-2017 | 8.5 | 8.5 | [5 empty] | 2 | D571-177,577-033,577-006,D571-192
[10 empty] | 摩托车白炽丝光源前照灯配光性能 | Photometric characteristics of motor cycle headlamps equipped with filament light sourcesGB5948-1998 | GB5948-1998 | GB5948-1998 | 4 | 4 | [5 empty] | 200 | D571-177,577-033,577-006,D571-192
[10 empty] | 关于批准发射非对称近光和远光并装用卤素灯泡（HS1灯泡）的摩托车前照灯统一规定 | Uniform Provisions Concerning The Approval Of Motor Cycle Headlamps Emitting An Asymmetrical Passing Beam And A Driving Beam And Equipped With Halogen Lamps (HS1 Lamps)ECE R72 Rev1 | ECE R72 Rev1 | ECE R72 Rev1 | [7 empty] | 2 | D571-177,577-033,577-006,D571-192
[10 empty] | 灯具、反射装置和辅助设备 | Lamps, reflective devices, and associated equipment FMVSS 571.108 | FMVSS 571.108 | FMVSS 571.108 | [7 empty] | 2 | D571-177,577-033,577-006,D571-192
[10 empty] | 关于批准摩托车及类似车辆前照灯的统一规定 | Uniform Provisions Concerning The Approval Of Headlamps For Motor Cycles And Vehicles Treated As SuchECE R57 Rev1 | ECE R57 Rev1 | ECE R57 Rev1 | [7 empty] | 2 | D571-177,577-033,577-006,D571-192
[10 empty] | 关于批准发射远光和近光的轻便摩托车前照灯的统一规定 | Uniform Provisions Concerning The Approval Of Headlamps For Mopeds Emitting A Driving Beam And A Passing Beam ECE R76 Rev1 | ECE R76 Rev1 | ECE R76 Rev1 | [7 empty] | 2 | D571-177,577-033,577-006,D571-192
[10 empty] | 关于批准装用卤素灯丝灯泡（HS2）的轻便摩托车前照灯的统一规定 | Uniform Provisions Concerning The Approval Of Moped Headlamps Equipped With Filament Halogen Lamps (HS2) | ECE R82 Rev1 | ECE R82 Rev1 | [7 empty] | 2 | D571-177,577-033,577-006,D571-192
[10 empty] | 发射对称近光和/或远光的机动车前照灯 | Motor vehicle headlamps emitting a symmetrical passing beam or a driving beam or both | GB19152-2016 | GB19152-2016 | 4 | 4 | [5 empty] | 100 | D571-177,577-033,577-006,D571-192
[10 empty] | 关于批准轻便摩托车及类似车辆前照灯的统一规定 | Provisions Concerning The Approval Of Headlamps For Mopeds And Vehicles Treated As SuchECE R56 Rev1 | ECE R56 Rev1 | ECE R56 Rev1 | [7 empty] | 2 | D571-177,577-033,577-006,D571-192
[5 empty] | 照明和光信号装置的安装要求 | Installation of lighting and light-signaling devices on vehicle |  | 031704 |  | 摩托车照明和光信号装置的安装规定 第1部分：两轮摩托车 | Provisions for installation of lighting and light-signaling devices for motorcycles Part 1:Two wheels motorcycle | GB 18100.1-2010 | GB 18100.1-2010 | 4 | 4 | [5 empty] | 430 | D576-022,D576-024,D576-025,D573-106,D573-116,D571-192,D571-233
[10 empty] | 汽车及挂车外部照明和信号装置的安装规定 | Prescription for installation of the external lighting and light signaling devices for motor vehicles and their trailers | GB 4785-2007 | GB 4785-2007 | 4 | 4 | [5 empty] | 10 | D576-022,D576-024,D576-025,D573-106,D573-116,D571-192,D571-233
[10 empty] | 摩托车照明和光信号装置的安装规定 第2部分：两轮轻便摩托车 | Provisions for installation of lighting and light-signaling devices for motorcycles Part 2:Two wheels moped | GB 18100.2-2010 | GB 18100.2-2010 | 4 | 4 | [5 empty] | 430 | D576-022,D576-024,D576-025,D573-106,D573-116,D571-192,D571-233
[10 empty] | 摩托车照明和光信号装置的安装规定 第3部分：三轮摩托车 | Provisions for installation of lighting and light-signaling devices for motorcycles Part 3:Three wheels motorcycles | GB 18100.3-2010 | GB 18100.3-2010 | 4 | 4 | [5 empty] | 430 | D576-022,D576-024,D576-025,D573-106,D573-116,D571-192,D571-233
[10 empty] | 机动车运行安全技术条件 | Safety specifications for motor vehicles operating on roads | GB 7258-2017 | GB 7258-2017 | 8 | 8 | [5 empty] | 2 | D576-022,D576-024,D576-025,D573-106,D573-116,D571-192,D571-233
[10 empty] | 关于两轮和三轮摩托车照明和光信号装置的安装的理事会指令 | Council directive on the installation of lighting and light-signaling devices on two or three-wheel motor vehicles | 93/92/EEC | 93/92/EEC | [7 empty] | 20 | D576-022,D576-024,D576-025,D573-106,D573-116,D571-192,D571-233
[10 empty] | 两轮或三轮机动车辆灯光与光信号装置的安装 | Council directive on the installation of lighting and light-signaling devices on two or three-wheel motor vehicles | 2009/67/EC | 2009/67/EC | [7 empty] | 20 | D576-022,D576-024,D576-025,D573-106,D573-116,D571-192,D571-233
[10 empty] | 关于就灯光和光信号安装方面批准摩托车(L3类)的统一规定 | Uniform provisions concerning the approval of category L3 vehicles(motorcycles) with regard to the installation of lighting and light-signaling devices | ECE R53-Rev.3 | ECE R53-Rev.3 | [7 empty] | 20 | D576-022,D576-024,D576-025,D573-106,D573-116,D571-192,D571-233
[10 empty] | 关于就灯光和光信号安装方面批准摩托车(L1类)的统一规定 | Uniform provisions concerning the approval of moped with regard to the installation of lighting and light-signaling devices | ECE R74-Rev.2 | ECE R74-Rev.2 | [7 empty] | 20 | D576-022,D576-024,D576-025,D573-106,D573-116,D571-192,D571-233
[10 empty] | 关于批准L类车辆前后位置灯、制动灯、转向信号灯和后牌照板照明装置的统一规定 | Uniform Provisions Concerning The Approval Of Front Position Lamps, Rear Position Lamps, Stop Lamps, Direction Indicators And Rear-Registration-Plate Illuminating Devices For Vehicles Of Category L ECE R50 Rev3 | ECE R50 Rev3 | ECE R50 Rev3 | [7 empty] | 20 | D576-022,D576-024,D576-025,D573-106,D573-116,D571-192,D571-233
[10 empty] | L类车辆前后位置灯、制动灯、转向信号灯和后牌照板照明装置及注解 | Front Position Lamps, Rear Position Lamps, Stop Lamps, Direction Indicators And Rear-Registration-Plate Illuminating Devices For Vehicles Of Category L ADR 53/00 | ADR 53/00 | ADR 53/00 | [7 empty] | 2 | D576-022,D576-024,D576-025,D573-106,D573-116,D571-192,D571-233
[10 empty] | 《灯具、反射装置和辅助设备》 | Lamps, reflective devices, and associated equipment FMVSS | FMVSS 571.108 | FMVSS 571.108 | [7 empty] | 2 | D576-022,D576-024,D576-025,D573-106,D573-116,D571-192,D571-233
[10 empty] | 对欧盟No 168/2013法规关于二轮/三轮/四轮车辆认证功能安全要求的补充法规 | Supplementing Regulation (EU) No 168/2013 of the European Parliament and of the Council with regard to vehicle functional safety requirements for the approval of two- or three-wheel vehicles and quadricycles | (EU) No 3/2014 | (EU) No 3/2014 | [7 empty] | 10 | D576-022,D576-024,D576-025,D573-106,D573-116,D571-192,D571-233
[5 empty] | 后牌照的位置及安装要求 | Position of rear registration plate |  | 031704 |  | 两轮或三轮机动车辆后牌照板的安装空间 | Council directive relating to the spare for mounting the rear registration plate of two or three-wheel motor vehicles | 2009/62/EC | 2009/62/EC | [7 empty] | 10 | D571-301,577-038,571-123
[10 empty] | 对欧盟No 168/2013法规关于二轮/三轮/四轮车辆认结构和一般认证要求的补充法规 | Supplementing Regulation (EU) No 168/2013 of the European Parliament and of the Council with regard to the vehicle construction and general requirements for the approval of two- or three- wheel vehicles and quadricycles | (EU) No 44/2014 | (EU) No 44/2014 | [7 empty] | 10 | D571-301,577-038,571-123
[5 empty] | 防篡改 | Anti-tampering |  | 031704 |  | 摩托车和轻便摩托车防篡改技术要求 | Anti-tampering measures for motorcycles and mopeds | GB/T 29122-2012 | GB/T 29122-2012 | 4 | 4 | [5 empty] | 20 | D571-192,571-111
[10 empty] | 对欧盟No 168/2013法规关于二轮/三轮/四轮车辆认结构和一般认证要求的补充法规 | Supplementing Regulation (EU) No 168/2013 of the European Parliament and of the Council with regard to the vehicle construction and general requirements for the approval of two- or three- wheel vehicles and quadricycles | (EU) No 44/2014 | (EU) No 44/2014 | [7 empty] | 10 | D571-192,571-111
[5 empty] | 后视镜安装要求 | The installation of the Rear-view-mirrors |  | 031704 |  | 摩托车和轻便摩托车后视镜的性能和安装要求 | Motorcycles and mopeds rear-view-mirrors requirements of performance and installation | GB 17352-2010 | GB 17352-2010 | 4 | 4 | [5 empty] | 430 | D571-292,D579-003,577-038,579-004,579-010,D571-292,D579-003,577-038,579-004,579-010
[10 empty] | 机动车辆 间接视野装置 性能和安装要求 | Motor vehicles- Devices for indirect vision - Requirements of performance and installation | GB 15084-2013 | GB 15084-2013 | 4 | 4 | [5 empty] | 30 | D571-301,D579-003,577-038,571-123
[10 empty] | 关于就车把上后视镜的安装方面批准后视镜及带与不带边斗的二轮机动车的统一规定 | Uniform Provisions Concerning The Approval Of Rear-View Mirrors Of Two-Wheeled Power-Driven Vehicles With Or Without Side Car, With Regard To The Mounting Of Rear-View Mirrors On Handlebars | ECE R81-Rev.1 | ECE R81-Rev.1 | [7 empty] | 20 | D571-292,D579-003,577-038,579-004,579-010
[10 empty] | 二轮或三轮机动车后视镜 | Rear-view mirrors for two or three wheel fo motor vehicles | 97/24/EC C4 | 97/24/EC C4 | [7 empty] | 20 | D571-301,D579-003,577-038,571-123
[10 empty] | 《后视镜》 | Rear-View Mirrors | FMVSS 571.111 | FMVSS 571.111 | [7 empty] | 2 | D571-301,D579-003,577-038,571-123
[10 empty] | 对欧盟No 168/2013法规关于二轮/三轮/四轮车辆认证功能安全要求的补充法规 | Supplementing Regulation (EU) No 168/2013 of the European Parliament and of the Council with regard to vehicle functional safety requirements for the approval of two- or three-wheel vehicles and quadricycles | (EU) No 3/2014 | (EU) No 3/2014 | [7 empty] | 2 | D571-292,D579-003,577-038,579-004,579-010
[5 empty] | 防盗装置 | Protective devices against unauthorized use |  | 031704 |  | 摩托车和轻便摩托车防盗装置 | Protective devices against unauthorized use for motorcycles and mopeds | GB 17353-2014 | GB 17353-2014 | [7 empty] | 10 | D573-172,D573-132
[10 empty] | 摩托车和轻便摩托车转向锁止防盗装置 | Protective devices against unauthorized use-steering-locking for motorcycles and mopeds | GB 17353-1998 | GB 17353-1998 | [7 empty] | 420 | D573-172,D573-132
[10 empty] | 关于就防盗方面批准带有操纵把的机动车的统一规定 | Uniform Provisions Concerning The Approval Of Power-Driven Vehicles With Handlebars With Regard To Their Protection Against Unauthorized Use | ECE R62-Rev.1 | ECE R62-Rev.1 | [7 empty] | 20 | D573-172,D573-132
[10 empty] | 对欧盟No 168/2013法规关于二轮/三轮/四轮车辆认结构和一般认证要求的补充法规 | Supplementing Regulation (EU) No 168/2013 of the European Parliament and of the Council with regard to the vehicle construction and general requirements for the approval of two- or three- wheel vehicles and quadricycles | (EU) No 44/2014 | (EU) No 44/2014 | [7 empty] | 10 | D573-172,D573-132
[5 empty] | 装载平台 | Load platforms |  | 031704 |  | 对欧盟No 168/2013法规关于二轮/三轮/四轮车辆认结构和一般认证要求的补充法规 | Supplementing Regulation (EU) No 168/2013 of the European Parliament and of the Council with regard to the vehicle construction and general requirements for the approval of two- or three- wheel vehicles and quadricycles | (EU) No 44/2014 | (EU) No 44/2014 | [7 empty] | 10 | D571-469
[5 empty] | 玻璃安装、挡风玻璃刮水和洗涤系统、除霜和除雾系统 | Glazing, windscreen wipers and washers, and defrosting and demisting systems |  | 031704 |  | 对欧盟No 168/2013法规关于二轮/三轮/四轮车辆认证功能安全要求的补充法规 | Supplementing Regulation (EU) No 168/2013 of the European Parliament and of the Council with regard to vehicle functional safety requirements for the approval of two- or three-wheel vehicles and quadricycles | (EU) No 3/2014 | (EU) No 3/2014 | [7 empty] | 10 | 572-106,571-111,D576-021,571-123,D572-036
[5 empty] | 乘员保护，包括内部凸出物和车门 | Vehicle occupant protection, including interior fittings and vehicle doors |  | 031704 |  | 对欧盟No 168/2013法规关于二轮/三轮/四轮车辆认证功能安全要求的补充法规 | Supplementing Regulation (EU) No 168/2013 of the European Parliament and of the Council with regard to vehicle functional safety requirements for the approval of two- or three-wheel vehicles and quadricycles | (EU) No 3/2014 | (EU) No 3/2014 | [7 empty] | 10 | D571-213,573-120,573-528
[5 empty] | 支架 | Brace |  | 031704 |  | 二轮轻便摩托车—侧支架和中间支架驻车稳定性 | Two-wheeled mopeds - parking stability of side- and centre-stands | ISO 8706-1990 | ISO 8706-1990 | [7 empty] | 2 | 571-113
[10 empty] | 二轮摩托车—侧支架和中间支架驻车稳定性 | Two-wheeled motorcycles -- parking stability of side- and centre-stands | ISO 9565-1990 | ISO 9565-1990 | [7 empty] | 2 | 571-113
[10 empty] | 两轮或三轮机动车支架 | On stands for two-wheel motor vehicles | 93/31/EEC （含修订单） | 93/31/EEC(Including amendments) | [7 empty] | 2 | 571-113
[10 empty] | 摩托车侧支架和中央支架的驻车稳定性 | Parking stability of side- and centre-stands for motorcycles | JASO T010-1992 | JASO T010-1992 | [7 empty] | 2 | 571-113
[10 empty] | 机车脚架稳定性与耐久性规定 | The requirement of stability and durability regarding motorcycle stands | 车辆安全检测基准13 | Vehicle Safety Testing Direction 13 | [7 empty] | 2 | 571-113
[5 empty] | 摩托车车架 | Frame of motorcycle |  | 031704 |  | 两轮摩托车和两轮轻便摩托车车架 | Frame of two-wheel motorcycle and two-wheel moped | QC/T 819-2009 | QC/T 819-2009 |  |  | 只测第4.4条 | only for item 4.4 |  |  |  | 2 | 573-493,573-010
[10 empty] | 小型轻型机车之车架疲劳强度 | The frame’s fatigue strength of small-light moped | 车辆安全检测基准58 | Vehicle Safety Testing Directions58 | [7 empty] | 2 | 573-493,573-010
[5 empty] | 电动摩托车安全要求 | Electric motorcycles safety specifications |  | 031712 |  | 电动摩托车和电动轻便摩托车安全要求 | Electric motorcycles and electric mopeds-Safety specifications | GB 24155-2009 | GB 24155-2009 | [7 empty] | 35 | 574-316,574-174,573-365,574-308,574-242,D574-139,D574-141,D574-108
[10 empty] | 欧盟关于两轮或三轮及四轮车认证及市场监管的法规 | REGULATION (EU) No 168/2013 OF THE EUROPEAN PARLIAMENT AND OF THE COUNCIL of 15 January 2013 on the approval and market surveillance of two- or three-wheel vehicles and quadricycles | (EU) No 168/2013 | (EU) No 168/2013 | [7 empty] | 2 | 574-316,574-174,573-365,574-308,574-242,D574-139,D574-141,D574-108
[10 empty] | 对欧盟No 168/2013法规关于二轮/三轮/四轮车辆认证功能安全要求的补充法规 | Supplementing Regulation (EU) No 168/2013 of the European Parliament and of the Council with regard to vehicle functional safety requirements for the approval of two- or three-wheel vehicles and quadricycles | (EU) No 3/2014 | (EU) No 3/2014 | [7 empty] | 2 | 574-316,574-174,573-365,574-308,574-242,D574-139,D574-141,D574-108
[10 empty] | 小型轻型机车电子控制装置 | The electronic control device of small-light moped | 车辆安全检测基准57 | Vehicle Safety Testing Directions57 | [7 empty] | 2 | 574-242,573-401,D576-021
[10 empty] | 电动机车高温挤压电击安全防护规范 | he prevention requirements for high temperature, compression and electrical shock of electric motorcycle | 车辆安全检测基准65 | Vehicle Safety Testing Directions65 | [7 empty] | 2 | D574-139,574-242,574-174
[10 empty] | 电动机车－安全规范－第1 部：功能性安全 | Electric motorcycles – Safety specifications – Part 1: Functional safety | CNS15820-1 | CNS15820-1 | [7 empty] | 1 | 574-316,574-174,573-365,574-308,574-242,D574-139,D574-141,D574-108
[10 empty] | 电动机车－安全规范－第3 部：特定安全要求及试验 | Electric motorcycles – Safety specifications − Part 3: Specific safety requirements and tests | CNS15820-3 | CNS15820-3 | [7 empty] | 1 | 574-316,574-174,573-365,574-308,574-242,D574-139,D574-141,D574-108
[5 empty] | 电动摩托车能量消耗和续驶里程 | Electric motorcycles energy consumption and range |  | 031712 |  | 电动摩托车和电动轻便摩托车能量消耗率和续驶里程 试验方法 | Electric motorcycles and electric mopeds-energy consumption and range-Test procedures | GB/T 24157-2009 | GB/T 24157-2009 | [7 empty] | 35 | 574-307,591-004,D572-158,D573-289
[10 empty] | 电动摩托车和电动轻便摩托车续驶里程及残电指示试验方法 | Test motheds of range and indication for the state of charge for electric motorcycles and electric mopeds | GB/T 24157-2017 | GB/T 24157-2017 | [7 empty] | 1 | 574-307,591-004,D572-158,D573-289
[10 empty] | 欧盟关于两轮或三轮及四轮车认证及市场监管的法规 | REGULATION (EU) No 168/2013 OF THE EUROPEAN PARLIAMENT AND OF THE COUNCIL of 15 January 2013 on the approval and market surveillance of two- or three-wheel vehicles and quadricycles | (EU) No 168/2013 | (EU) No 168/2013 | [7 empty] | 2 | 574-307,591-004,D572-158,D573-289
[10 empty] | 欧盟针对168/2013 摩托车新认证框架法规的关于环保和动力性能以及补丁168/2013附件V的执行法规 | COMMISSION DELEGATED REGULATION (EU) No 134/2014 of 16 December 2013 supplementing Regulation (EU) No 168/2013 of the European Parliament and of the Council with regard to environmental and propulsion unit performance requirements and amending Annex V thereof | (EU) No 134/2014 | (EU) No 134/2014 | [7 empty] | 2 | 574-307,591-004,D572-158,D573-289
[10 empty] | 电动机车－整车性能试验法－第4 部：续航性能及电能消耗试验 | Electric motorcycles − Performance test methods − Part 4: Range ability and reference energy consumption tests | CNS15819-4 | CNS15819-4 | [7 empty] | 1 | 574-307,591-004,D572-158,D573-289
[5 empty] | 电磁兼容 | Electromagnetic compatibility |  | 121101 121102 |  | 车辆、船和内燃机 无线电骚扰特性 用于保护车外接收机的限值和测量方法 | Vehicles, boats and internal combustion engine - Radio disturbance characteristics - Limits and methods of measurement for the protection of off-board receiver | GB 14023-2011 | GB 14023-2011 | 4~5 | 4~5 | [5 empty] | 310 | 574-120,574-135,574-209,573-262,574-125-01
[10 empty] | 电动车辆的电磁场发射强度的限值和测量方法 宽带9kHz~30MHz | Limits and test method of magnetic and electric field strength from electric vehicles, broadband,9 kHz to 30 MHz | GB/T 18387-2008 | GB/T 18387-2008 | 7~8 | 7~8 | [5 empty] | >500 | 574-120,573-262,574-135,574-209,574-125-02,574-328,574-317,574-137
[10 empty] | 电动车辆的电磁场发射强度的限值和测量方法，宽带，9kHz～30MHz | Limits and test method of magnetic and electric field strength from electric vehicles, broadband, 9kHz to 30MHz | GB/T 18387-2017 | GB/T 18387-2017 | 7~8 | 7~8 | [5 empty] | 10 | 574-120,573-262,574-135,574-209,574-125-02,574-328,574-317,574-137
[10 empty] | 车辆、机动船和由火花点火发动机驱动的装置的无线电骚扰特性的限值和测量方法 | Vehicles, motorboats and spark-ignited engine-driven devices—Radio disturbance characteristics—Limits and methods of measurement | CISPR 12:2009 | CISPR 12:2009 | 4~5 | 4~5 | [5 empty] | 2 | 574-120,574-135,574-209,573-262,574-125-01
[10 empty] | 关于就电磁兼容性方面批准车辆的统一规定 | Uniform provisions concerning the approval of vehicles with regard to electromagnetic compatibility | ECE R10 Rev3 | ECE R10 Rev3 | 6 | 6 | [5 empty] | 10 | 574-120,574-135,574-209,573-262,574-125-01,574-120,573-262,574-190-01,574-198-01,574-124-01,574-124-04,574-124-06,574-124-08,574-198-02,574-217-01,574-192-04,574-192-05,574-218-01,574-124-07,574-124-05,574-124-09,574-218-02,574-350-03,574-350-04,574-350-05,574-124-10,574-124-12,574-124-11,574-132,574-192-03,574-192-02,574-198-09,574-198-10,574-192-01,574-190-03,574-141-01,574-192-07,574-192-08,574-192-09,574-192-10,574-190-02,574-351-05,574-351-06,574-351-07,574-351-08,574-351-09,574-351-10,574-351-11,574-198-03,574-124-02,574-124-03,574-198-05,574-198-07,574-198-06,574-198-08,574-190-05,574-190-06,574-190-07,574-190-08,574-351-03,574-351-04,574-351-02
[10 empty] | 关于就电磁兼容性方面批准车辆的统一规定 | Uniform provisions concerning the approval of vehicles with regard to electromagnetic compatibility | ECE R10 Rev4 | ECE R10 Rev4 | 6 | 6 | [5 empty] | 10 | 574-120,574-135,574-209,573-262,574-125-01,574-120,573-262,574-190-01,574-198-01,574-124-01,574-124-04,574-124-06,574-124-08,574-198-02,574-217-01,574-192-04,574-192-05,574-218-01,574-124-07,574-124-05,574-124-09,574-218-02,574-350-03,574-350-04,574-350-05,574-124-10,574-124-12,574-124-11,574-132,574-192-03,574-192-02,574-198-09,574-198-10,574-192-01,574-190-03,574-141-01,574-192-07,574-192-08,574-192-09,574-192-10,574-190-02,574-351-05,574-351-06,574-351-07,574-351-08,574-351-09,574-351-10,574-351-11,574-198-03,574-124-02,574-124-03,574-198-05,574-198-07,574-198-06,574-198-08,574-190-05,574-190-06,574-190-07,574-190-08,574-351-03,574-351-04,574-351-02
[10 empty] | 关于就电磁兼容性方面批准车辆的统一规定 | Uniform provisions concerning the approval of vehicles with regard to electromagnetic compatibility | ECE R10 Rev5 | ECE R10 Rev5 | 6 | 6 | [5 empty] | 10 | 574-120,574-135,574-209,573-262,574-125-01,574-120,573-262,574-190-01,574-198-01,574-124-01,574-124-04,574-124-06,574-124-08,574-198-02,574-217-01,574-192-04,574-192-05,574-218-01,574-124-07,574-124-05,574-124-09,574-218-02,574-350-03,574-350-04,574-350-05,574-124-10,574-124-12,574-124-11,574-132,574-192-03,574-192-02,574-198-09,574-198-10,574-192-01,574-190-03,574-141-01,574-192-07,574-192-08,574-192-09,574-192-10,574-190-02,574-351-05,574-351-06,574-351-07,574-351-08,574-351-09,574-351-10,574-351-11,574-198-03,574-124-02,574-124-03,574-198-05,574-198-07,574-198-06,574-198-08,574-190-05,574-190-06,574-190-07,574-190-08,574-351-03,574-351-04,574-351-02
[10 empty] | 无线电干扰 | Electromagnetic compatibility of two or three-wheel motor vehicles and electrical or electronic separate technical units | 97/24/EC C8 | 97/24/EC C8(Including amendments) | 4 | 4 | [5 empty] | 10 | 574-120,574-135,574-209,573-262,574-125-01,574-120,573-262,574-190-01,574-198-01,574-124-01,574-124-04,574-124-06,574-124-08,574-198-02,574-217-01,574-192-04,574-192-05,574-218-01,574-124-07,574-124-05,574-124-09,574-218-02,574-350-03,574-350-04,574-350-05,574-124-10,574-124-12,574-124-11,574-132,574-192-03,574-192-02,574-198-09,574-198-10,574-192-01,574-190-03,574-141-01,574-192-07,574-192-08,574-192-09,574-192-10,574-190-02,574-351-05,574-351-06,574-351-07,574-351-08,574-351-09,574-351-10,574-351-11,574-198-03,574-124-02,574-124-03,574-198-05,574-198-07,574-198-06,574-198-08,574-190-05,574-190-06,574-190-07,574-190-08,574-351-03,574-351-04,574-351-02
[10 empty] | 电磁相容性 | Electromagnetic Compatibility | 车辆安全检测基准 56 | Vehicle Safety Testing Directions56 | 4 | 4 | [5 empty] | 2 | 574-120,574-135,574-209,573-262,574-125-01,574-120,573-262,574-190-01,574-198-01,574-124-01,574-124-04,574-124-06,574-124-08,574-198-02,574-217-01,574-192-04,574-192-05,574-218-01,574-124-07,574-124-05,574-124-09,574-218-02,574-350-03,574-350-04,574-350-05,574-124-10,574-124-12,574-124-11,574-132,574-192-03,574-192-02,574-198-09,574-198-10,574-192-01,574-190-03,574-141-01,574-192-07,574-192-08,574-192-09,574-192-10,574-190-02,574-351-05,574-351-06,574-351-07,574-351-08,574-351-09,574-351-10,574-351-11,574-198-03,574-124-02,574-124-03,574-198-05,574-198-07,574-198-06,574-198-08,574-190-05,574-190-06,574-190-07,574-190-08,574-351-03,574-351-04,574-351-02
[10 empty] | 电动机车-整车性能试验法-第7部：电磁相容性试验 | Electric motorcycles − Performance test methods − Part 7: Electromagnetic compatibility tests | CNS15819-7 | CNS15819-7 | [7 empty] | 1 | 574-120,574-135,574-209,573-262,574-125-01,574-120,573-262,574-190-01,574-198-01,574-124-01,574-124-04,574-124-06,574-124-08,574-198-02,574-217-01,574-192-04,574-192-05,574-218-01,574-124-07,574-124-05,574-124-09,574-218-02,574-350-03,574-350-04,574-350-05,574-124-10,574-124-12,574-124-11,574-132,574-192-03,574-192-02,574-198-09,574-198-10,574-192-01,574-190-03,574-141-01,574-192-07,574-192-08,574-192-09,574-192-10,574-190-02,574-351-05,574-351-06,574-351-07,574-351-08,574-351-09,574-351-10,574-351-11,574-198-03,574-124-02,574-124-03,574-198-05,574-198-07,574-198-06,574-198-08,574-190-05,574-190-06,574-190-07,574-190-08,574-351-03,574-351-04,574-351-02
[5 empty] | 10min最高车速 | Maximum 10 minutes speed |  | 031704 |  | 电动摩托车和电动轻便摩托车 动力性能 试验方法 | Electric motorcycles and electric mopeds— Power performance—Test method | GB/T 24156-2018 | GB/T 24156-2018 | 7.1 | 7.1
[5 empty] | 蓄电池完成放电 | Battery discharge |  | 031704 |  | 电动摩托车和电动轻便摩托车 动力性能 试验方法 | Electric motorcycles and electric mopeds— Power performance—Test method | GB/T 24156-2018 | GB/T 24156-2018 | 7.2 | 7.2
24 | 通用小型汽油机 | General utility small gasoline engine |  | N | 燃料消耗率 | Fuel consumption |  | 031108 |  | 非道路移动机械用小型点燃式发动机工况法燃料消耗率限值与测量方法 | Running mode specific fuel consumption limits and measurement methods for small spark ignition engines of non-road mobile machinery | GB/T 37692-2019 | GB/T 37692-2019 | 附录B | Appendix B |  |  | 扩项 | Expansion |  | 2 | 570-184,573-287,573-288,573-482,573-484
25 | 全地形车 | All-terrain vehicles |  | N | 定型试验 | Type test |  | 031715 |  | 四轮全地形车通用技术条件 | General Specifications for four wheeled all-terrain vehicles | QC/T 760-2006 | QC/T 760-2006 | 11 | 11 | [5 empty] | 5 | 579-046,573-522,D573-090,D573-102,D573-095,D573-093,D573-106,D573-116,D576-022,D576-024,D576-025,D571-192
[10 empty] | 四轮全地形车 | Four wheeled all-terrain vehicles | ANSI/SVIA 1-2010 | ANSI/SVIA 1-2010 | [7 empty] | 5 | D573-090,D573-102,D573-095,D573-093,D573-106,D573-116,D576-022,D576-024,D576-025,D571-192
[10 empty] | 全地形车道路试验方法 | Road test methods for all-rerrain vehicles | GB/T 32229-2015 | GB/T 32229-2015 | [7 empty] | 1 | D571-444,D571-445,579-046,571-111,571-113,D571-192
[5 empty] | 制动性能 | Braking performance |  | 031715 |  | 全地形车制动性能要求及试验方法 | Performance and measurement method for braking of all-terrain vehicles | GB/T 24926-2010 | GB/T 24926-2010 | 6 | 6 | [5 empty] | 5 | D572-089,D572-093,573-010,573-011,573-012,573-522,D573-090,D573-102,D573-095,D573-093,D572-041,579-046
[5 empty] | 安全带及其安装固定点 | Safety-belt and safety-belt anchorages |  | 031715 |  | 全地形车安全带及其安装固定点要求 | Safety-belt and safety-belt anchorages for all-terrain vehicles | GB/T 24927-2010 | GB/T 24927-2010 | 5 | 5 | [5 empty] | 5 | D572-036,D572-041,D571-192,D573-237,573-323,573-190,571-156
[5 empty] | 图形符号 | Symbol |  | 031715 |  | 全地形车操纵件、指示器及信号装置的图形符号 | Symbols for controls,indicators and tell-tale for all-terrain vehicles | GB/T 24928-2010 | GB/T 24928-2010 | 4 | 4 | [5 empty] | 5 | D576-022,D576-024,D576-025,D573-106,D573-116,D571-192,D571-233
[5 empty] | 加速行驶噪声 | Noise emitted by accelerating |  | 031715 |  | 全地形车加速行驶噪声限值及测量方法 | Limit and measurement method of noise emitted by accelerating all-terrain vehicles | GB 24929-2010 | GB 24929-2010 | 4 | 4 | [5 empty] | 5 | 579-046,D573-116,D573-095,D572-041,573-522,D571-192,D576-025,578-026,578-013
[5 empty] | 燃油箱安装 | Installation requirements for fuel tanks |  | 031715 |  | 全地形车燃油箱安全性能要求和试验方法 | Safety property requirements and test method for fuel tanks of all-terrain vehicles | GB/T 24930-2010 | GB/T 24930-2010 | 4 | 4 | [5 empty] | 5 | D576-022,D576-024,D576-025,D573-114,591-006,D571-467,D571-374,573-107
[5 empty] | 照明和光信号装置的安装 | Prescription for installation of the external lighting and light-signalling devices |  | 031715 |  | 全地形车照明和光信号装置的安装规定 | Prescription for installation of the external lighting and light-signalling devices for the all-terrain vehicles | GB/T 24931-2010 | GB/T 24931-2010 | 6 | 6 | [5 empty] | 5 | D576-022,D576-024,D576-025,D573-106,D573-116,D571-192,D571-233
[5 empty] | 座椅、座椅固定及头枕 | Seats, their anchorages and head restrains |  | 031715 |  | 全地形车座椅、座椅固定及头枕要求 | Requirements of seats, their anchorages and head restrains for all-terrain vehicles | GB/T 24932-2010 | GB/T 24932-2010 | 5 | 5 | [5 empty] | 5 | 573-171,D571-175,573-510
[5 empty] | 警示符号 | Caution symbols |  | 031715 |  | 全地形车 警示符号 | Caution symbols for all-terrain vehicles | GB/T 24933-2010 | GB/T 24933-2010 | 4 | 4 | [5 empty] | 5 | D571-192
[5 empty] | 最大侧倾稳定角 | Maximum stable side-inclination |  | 031715 |  | 全地形车 最大侧倾稳定角试验方法 | The test method of maximum stable side-inclination for all-terrain vehicles | GB/T 24935-2010 | GB/T 24935-2010 | 4 | 4 | [5 empty] | 5 | D573-122,D571-192,D571-233
[5 empty] | 安全防护装置 | Safety equipment requirement |  | 031715 |  | 全地形车安全防护装置 | Safety equipment requirement for all-terrain vehicles | GB/T 24937-2010 | GB/T 24937-2010 | [7 empty] | 5 | 573-585,D571-373,578-025
[5 empty] | 可靠性和耐久性 | Reliability and durability |  | 031715 |  | 四轮全地形车可靠性和耐久性试验方法 | Test method of reliability and durability for four wheeled all-terrain vehicles | GB/T 33436-2016 | GB/T 33436-2016 | 4 | 4 | [5 empty] | 1 | D571-444,D571-445,579-046,571-111,571-113,D571-192
[5 empty] | 操纵装置的型式、位置及基本要求 | Types,positions and basic requirements |  | 031715 |  | 全地形车操纵装置的型式、位置及基本要求 | Types,positions and basic requirements for control set of all-terrain vehicles | GB/T 33439-2016 | GB/T 33439-2016 | 4 | 4 | [5 empty] | 1 | D571-192,571-111
[5 empty] | 防盗装置 | Protective devices against unauthorized use |  | 031715 |  | 全地形车防盗装置 | Protective devices against unauthorized use for all-terrain vehicles | GB/T 34622-2017 | GB/T 34622-2017 | [7 empty] | 1 | D573-172,D573-132
[5 empty] | 防止转向机构对驾驶员伤害的要求 | The requirements protecting drivers from being injured by steering mechanism |  | 031715 |  | 防止全地形车转向机构对驾驶员伤害的要求 | The requirements protecting drivers from being injured by ATV steering mechanism | GB/T 34601-2017 | GB/T 34601-2017 | [7 empty] | 1 | 571-122,D571-192
[5 empty] | 发动机通用技术条件 | General technical specifications of engine |  | 031715 |  | 全地形车发动机通用技术条件 | General technical specifications of engine used for all-terrain vehicles | GB/T 32231-2015 | GB/T 32231-2015 | [7 empty] | 1 | 573-287,573-288,573-482,573-483,D571-373,D571-195,D571-196,D576-029,D573-111,570-179,D573-110
26 | 发动机 | Engine |  | N | 定型试验 | Engineeringapproval evaluation program |  | 031103 |  | 摩托车和轻便摩托车发动机通用技术条件 | Specifications of engine used in motorcycles and mopeds | QC/T 224-2016 | QC/T 224-2016 | [7 empty] | 50 | 573-287,573-288,573-482,573-483,D571-373,D571-195,D571-196,D576-029,D573-111,570-179,D573-110
[5 empty] | 发动机标记 | Engine marker |  | 031103 |  | 机动车运行安全技术条件 | Safety specifications for motor vehicles operating on roads | GB 7258-2017 | GB 7258-2017 | 4.1.4 | 4.1.4 | [5 empty] | 2
[5 empty] | 起动性能 | Starting performance |  | 031103 |  | 摩托车和轻便摩托车发动机台架试验方法 | Method of bench test of engine for motorcycles and mopeds | GB/T 5363-2008 | GB/T 5363-2008 | 4.1 | 4.1 | [5 empty] | 50 | D576-029
[10 empty] | 摩托车和轻便摩托车发动机通用技术条件 | Specifications of engine used in motorcycles and mopeds | QC/T224-2016 | QC/T224-2016 | 5.2 | 5.2 | [5 empty] | 50 | D576-029
[10 empty] | 摩托车和轻便摩托车发动机产品质量检验规程 | Measurement method of acoustic noise for engines of Motorcycles and Mopeds | QC/T 29117-2013 | QC/T 29117-2013 | 4 | 4 | [5 empty] | 50 | D576-029
[5 empty] | 最低空载稳定转速(怠速) | Minimum steady idling speed |  | 031103 |  | 摩托车和轻便摩托车发动机台架试验方法 | Method of bench test of engine for motorcycles and mopeds | GB/T 5363-2008 | GB/T 5363-2008 | 4.2 | 4.2 | [5 empty] | 50 | D573-111,D576-029
[10 empty] | 摩托车和轻便摩托车发动机通用技术条件 | Specifications of engine used in motorcycles and mopeds | QC/T224-2016 | QC/T224-2016 | 5.2 | 5.2 | [5 empty] | 50 | D573-111,D576-029
[10 empty] | 摩托车和轻便摩托车发动机产品质量检验规程 | Measurement method of acoustic noise for engines of Motorcycles and Mopeds | QC/T 29117-2013 | QC/T 29117-2013 | 4 | 4 | [5 empty] | 50 | D573-111,D576-029
[5 empty] | 排气污染物（双怠速法） | Exhaust pollutants under two-speed idle conditions |  | 031104 |  | 摩托车和轻便摩托车排气污染物排放限值及测量方法（双怠速法） | Limits and measurement methods for exhaust pollutants from motorcycles and mopeds under two-speed idle conditions | GB14621-2011 | GB14621-2011 | [7 empty] | 50 | 570-179
[10 empty] | 摩托车污染物排放限值及测量方法（中国第四阶段） | Limits and measurement methods for emissions from motorcycles（CHINA Ⅳ） | GB 14622-2016 | GB 14622-2016 | 附录D | appendix D | [5 empty] | 2 | 570-179
[10 empty] | 轻便摩托车污染物排放限值及测量方法（中国第四阶段） | Limits and measurement methods for emissions of pollutants from mopeds（CHINA Ⅳ） | GB 18176-2016 | GB 18176-2016 | 附录D | appendix D | [5 empty] | 2 | 570-179
[5 empty] | 速度特性 | Speed characteristic |  | 031103 |  | 摩托车和轻便摩托车发动机台架试验方法 | Method of bench test of engine for motorcycles and mopeds | GB/T 5363-2008 | GB/T 5363-2008 | 4.3 | 4.3 | [5 empty] | 50 | 573-287,573-288,573-482,573-483
[10 empty] | 摩托车和轻便摩托车发动机通用技术条件 | Specifications of engine used in motorcycles and mopeds | QC/T224-2016 | QC/T224-2016 | 5.1 | 5.1 | [5 empty] | 50 | 573-287,573-288,573-482,573-483
[10 empty] | 摩托车和轻便摩托车发动机强化试验技术要求及试验方法 | Specifications and test methods on intensifying test of engine of motorcycles and mopeds | QC/T61-2008 | QC/T61-2008 | 6.2 | 6.2 | [5 empty] | 50 | 573-287,573-288,573-482,573-483
[10 empty] | 摩托车和轻便摩托车发动机产品质量检验规程 | Measurement method of acoustic noise for engines of Motorcycles and Mopeds | QC/T 29117-2013 | QC/T 29117-2013 | 4 | 4 | [5 empty] | 50 | 573-287,573-288,573-482,573-483
[5 empty] | 最大扭矩及最大净功率） | maximum torque and maximum net power |  | 031103 |  | 摩托车和轻便摩托车发动机台架试验方法 | Method of bench test of engine for motorcycles and mopeds | GB/T 5363-2008 | GB/T 5363-2008 | [7 empty] | 50 | 573-287,573-288,573-482,573-483
[10 empty] | 摩托车和轻便摩托车发动机最大扭矩和最大净功率测量方法 | Measurement methods of maximum torque and maximum net power of engines for motorcycles and mopeds | GB/T 20076-2006 | GB/T 20076-2006 | [7 empty] | 50 | 573-287,573-288,573-482,573-483
[10 empty] | 欧盟针对168/2013 摩托车新认证框架法规的关于环保和动力性能以及补丁168/2013附件V的执行法规 | COMMISSION DELEGATED REGULATION (EU) No 134/2014 of 16 December 2013 supplementing Regulation (EU) No 168/2013 of the European Parliament and of the Council with regard to environmental and propulsion unit performance requirements and amending Annex V thereof | (EU) No 134/2014 | (EU) No 134/2014 | [7 empty] | 10 | 573-287,573-288,573-482,573-483
[10 empty] | 二轮摩托车用发动机净功率试验方法 | Motorcycles Engine test code Net power | JIS D 1000-2009 | JIS D 1000-2009 | [7 empty] | 2 | 573-287,573-288,573-482,573-483
[10 empty] | 摩托车-发动机试验规程-净功率 | Motorcycles Engine test code Net power | ISO 4106-2012 | ISO 4106-2012 | [7 empty] | 2 | 573-287,573-288,573-482,573-483
[10 empty] | 机动脚踏两用车发动机试验规程 净功率 | mopeds engine test code net power | ISO 4164-2012 | ISO 4164-2012 | [7 empty] | 2 | 573-287,573-288
[10 empty] | 摩托车和轻便摩托车发动机产品质量检验规程 | Measurement method of acoustic noise for engines of Motorcycles and Mopeds | QC/T 29117-2013 | QC/T 29117-2013 | [7 empty] | 50 | 573-287,573-288,573-482,573-483
[5 empty] | 万有特性 | Universal characteristic |  | 031103 |  | 摩托车和轻便摩托车发动机台架试验方法 | Method of bench test of engine for motorcycles and mopeds | GB/T 5363-2008 | GB/T 5363-2008 | 4.4 | 4.4 | [5 empty] | 50 | 573-287,573-288,573-482,573-483
[5 empty] | 各缸工作均匀性 | Cylinder uniformity |  | 031103 |  | 摩托车和轻便摩托车发动机台架试验方法 | Method of bench test of engine for motorcycles and mopeds | GB/T 5363-2008 | GB/T 5363-2008 | 4.5 | 4.5 | [5 empty] | 50 | 573-287,573-288,573-482,573-483
[10 empty] | 摩托车和轻便摩托车发动机通用技术条件 | Specifications of engine used in motorcycles and mopeds | QC/T224-2016 | QC/T224-2016 | 5.2 | 5.2 | [5 empty] | 50 | 573-287,573-288,573-482,573-483
[5 empty] | 润滑油消耗率 | Oil consumption rate |  | 031103 |  | 摩托车和轻便摩托车发动机台架试验方法 | Method of bench test of engine for motorcycles and mopeds | GB/T 5363-2008 | GB/T 5363-2008 | 4.6 | 4.6 | [5 empty] | 50 | 573-287,573-288,573-482,573-483,D573-110
[5 empty] | 机械效率 | Mechanical efficiency |  | 031103 |  | 摩托车和轻便摩托车发动机台架试验方法 | Method of bench test of engine for motorcycles and mopeds | GB/T 5363-2008 | GB/T 5363-2008 | 4.7 | 4.7 | [5 empty] | 50 | 573-287,573-288,573-482,573-483
[5 empty] | 噪声 | Acoustic noise |  | 031103 |  | 摩托车和轻便摩托车发动机噪声测量方法 | Measurement method of acoustic noise for engines of motorcycles and mopeds | QC/T 70-2014 | QC/T 70-2014 | [7 empty] | 50 | 578-025,578-026
[5 empty] | 可靠性 | Reliability |  | 031103 |  | 摩托车和轻便摩托车发动机台架试验方法 | Method of bench test of engine for motorcycles and mopeds | GB/T 5363-2008 | GB/T 5363-2008 | 5.3 | 5.3 | [5 empty] | 50 | 573-287,573-288,573-482,573-483
[5 empty] | 耐久性 | Durability |  | 031103 |  | 摩托车和轻便摩托车发动机台架试验方法 | Method of bench test of engine for motorcycles and mopeds | GB/T 5363-2008 | GB/T 5363-2008 | 6.3 | 6.3 | [5 empty] | 50 | 573-287,573-288,573-482,573-483
[5 empty] | 强化试验 | Intensifying test |  | 031103 |  | 摩托车和轻便摩托车发动机强化试验技术要求及试验方法 | Specifications and test methonds on intensifying test of engine of motorcycles and mopeds | QC/T 61-2008 | QC/T 61-2008 | [7 empty] | 50 | 573-287,573-288,573-482,573-483,D571-373,D571-195,D571-196
[5 empty] | 装配调整及外观质量 | Set-up and surface quality |  | 031103 |  | 摩托车和轻便摩托车发动机产品质量检验规程 | Measurement method of acoustic noise for engines of Motorcycles and Mopeds | QC/T 29117-2013 | QC/T 29117-2013 | 4,附录A,附录B | 4,appendix A,appendix B | [5 empty] | 50 | D571-373,D571-195,D571-196
26 | 通用小型汽油机 | General utility small gasoline engin |  | N | 起动性能 | Starting performance |  | 031108 |  | 通用小型汽油机 第2部分：台架性能试验方法 | General utility small gasoline engine－Part2: Performance test method | JB/T 5135.2-2013 | JB/T 5135.2-2013 | 7.1 | 7.1 | [5 empty] | 65 | D576-029,D576-025
[10 empty] | 通用小型汽油机 第1部分：技术条件 | General utility small gasoline engine－Part 1:Technical specification | JB/T 5135.1-2013 | JB/T 5135.1-2013 | 4.2.5 | 4.2.5 | [5 empty] | 65
[5 empty] | 标定功率 | rated engine power |  | 031108 |  | 内燃机 发动机功率的确定和测量方法 一般要求 | Internal combustion engine—Determination and method for the measurement of engine power —General requirements | GB/T 21404-2008 | GB/T 21404-2008 | 6,7 | 6,7 | [5 empty] | 65 | 573-287,573-288,573-482,573-483,573-484
[10 empty] | 通用小型汽油机 第2部分：台架性能试验方法 | General utility small gasoline engine－Part2: Performance test method | JB/T 5135.2-2013 | JB/T 5135.2-2013 | 7.3 | 7.3 | [5 empty] | 65 | 573-287,573-288,573-482,573-483,573-484
[10 empty] | 通用小型汽油机 第1部分：技术条件 | General utility small gasoline engine－Part 1:Technical specification | JB/T 5135.1-2013 | JB/T 5135.1-2013 | 4.2.1 | 4.2.1 | [5 empty] | 65
[5 empty] | 燃油消耗 | fuel consumption |  | 031108 |  | 通用小型汽油机 第1部分：技术条件 | General utility small gasoline engine－Part 1:Technical specification | JB/T 5135.1-2013 | JB/T 5135.1-2013 | 4.2.3 | 4.2.3 | [5 empty] | 65 | 573-287,573-288,573-482,573-483,573-484
[10 empty] | 通用小型汽油机 第2部分：台架性能试验方法 | General utility small gasoline engine－Part2: Performance test method | JB/T 5135.2-2013 | JB/T 5135.2-2013 | 7.4 | 7.4 | [5 empty] | 65 | 573-287,573-288,573-482,573-483,573-484
[5 empty] | 最大扭矩 | maximum torque |  | 031108 |  | 通用小型汽油机 第2部分：台架性能试验方法 | General utility small gasoline engine－Part2: Performance test method | JB/T 5135.2-2013 | JB/T 5135.2-2013 | 7.5 | 7.5 | [5 empty] | 65 | 573-287,573-288,573-482,573-483,573-484
[10 empty] | 通用小型汽油机 第1部分：技术条件 | General utility small gasoline engine－Part 1:Technical specification | JB/T 5135.1-2013 | JB/T 5135.1-2013 | 4.2.2 | 4.2.2 | [5 empty] | 65
[5 empty] | 调速特性 | speed regulation characteristic |  | 031108 |  | 通用小型汽油机 第1部分：技术条件 | General utility small gasoline engine－Part 1:Technical specification | JB/T 5135.1-2013 | JB/T 5135.1-2013 | 4.2.7 | 4.2.7 | [5 empty] | 65
[10 empty] | 通用小型汽油机 第2部分：台架性能试验方法 | General utility small gasoline engine－Part2: Performance test method | JB/T 5135.2-2013 | JB/T 5135.2-2013 | 7.7 | 7.7 | [5 empty] | 65 | 573-287,573-288,573-482,573-483,573-484
[5 empty] | 最低空载稳定转速 | minimum idling speed |  | 031108 |  | 通用小型汽油机 第1部分：技术条件 | General utility small gasoline engine－Part 1:Technical specification | JB/T 5135.1-2013 | JB/T 5135.1-2013 | 4.2.6 | 4.2.6 | [5 empty] | 65
[10 empty] | 通用小型汽油机 第2部分：台架性能试验方法 | General utility small gasoline engine－Part2: Performance test method | JB/T 5135.2-2013 | JB/T 5135.2-2013 | 7.2 | 7.2 | [5 empty] | 65 | D573-111
[5 empty] | 速度特性 | Speed characteristic |  | 031108 |  | 通用小型汽油机 第1部分：技术条件 | General utility small gasoline engine－Part 1:Technical specification | JB/T 5135.1-2013 | JB/T 5135.1-2013 | 4.2.1 | 4.2.1 | [5 empty] | 65
[10 empty] | 通用小型汽油机 第2部分：台架性能试验方法 | General utility small gasoline engine－Part2: Performance test method | JB/T 5135.2-2013 | JB/T 5135.2-2013 | 7.5 | 7.5 | [5 empty] | 65 | 573-287,573-288,573-482,573-483,573-484
[5 empty] | 负荷特性 | Load characteristic |  | 031108 |  | 通用小型汽油机 第2部分：台架性能试验方法 | General utility small gasoline engine－Part2: Performance test method | JB/T 5135.2-2013 | JB/T 5135.2-2013 | 7.6 | 7.6 | [5 empty] | 65 | 573-287,573-288,573-482,573-483,573-484
[5 empty] | 万有特性 | Universal characteristic |  | 031108 |  | 通用小型汽油机 第2部分：台架性能试验方法 | General utility small gasoline engine－Part2: Performance test method | JB/T 5135.2-2013 | JB/T 5135.2-2013 | 7.8 | 7.8 | [5 empty] | 65 | 573-287,573-288,573-482,573-483,573-484
[5 empty] | 润滑油消耗率 | Oil consumption rate |  | 031108 |  | 通用小型汽油机 第1部分：技术条件 | General utility small gasoline engine－Part 1:Technical specification | JB/T 5135.1-2013 | JB/T 5135.1-2013 | 4.2.4 | 4.2.4 | [5 empty] | 65
[10 empty] | 通用小型汽油机 第2部分：台架性能试验方法 | General utility small gasoline engine－Part2: Performance test method | JB/T 5135.2-2013 | JB/T 5135.2-2013 | 7.10 | 7.10 | [5 empty] | 65 | D573-110,573-287,573-288,573-482,573-483,573-484
[5 empty] | 各缸工作均匀性 | Cylinder uniformity |  | 031108 |  | 通用小型汽油机 第1部分：技术条件 | General utility small gasoline engine－Part 1:Technical specification | JB/T 5135.1-2013 | JB/T 5135.1-2013 | 4.2.8 | 4.2.8 | [5 empty] | 65
[10 empty] | 通用小型汽油机 第2部分：台架性能试验方法 | General utility small gasoline engine－Part2: Performance test method | JB/T 5135.2-2013 | JB/T 5135.2-2013 | 7.11 | 7.11 | [5 empty] | 65 | 573-287,573-288,573-482,573-483,573-484
[5 empty] | 可靠性 | Reliability |  | 031108 |  | 通用小型汽油机 第3部分：可靠性、耐久性试验与评定方法 | General utility small gasoline engine－Part 3：Test and evaluate method of reliability and durability | JB/T 5135.3-2013 | JB/T 5135.3-2013 | 5-9 | 5-9 | [5 empty] | 65 | 573-287,573-288,573-482,573-483,573-484
[5 empty] | 标定功率工作稳定性 | Working stability of rated power |  | 031108 |  | 通用小型汽油机 第2部分:台架性能试验方法 | General utility small gasoline engine－Part 2performance test method | JB/T 5135.2-2013 | JB/T 5135.2-2013 | 7.9 | 7.9 | [5 empty] | 65 | 573-287,573-288,573-482,573-483,573-484
[5 empty] | 外观质量 | Quality of appearance |  | 031108 |  | 通用小型汽油机 第1部分：技术条件 | General utility small gasoline engine－Part 1:Technical specification | JB/T 5135.1-2013 | JB/T 5135.1-2013 | 4.6 | 4.6 | [5 empty] | 65
[10 empty] | 通用小型汽油机 第2部分：台架性能试验方法 | General utility small gasoline engine－Part2: Performance test method | JB/T 5135.2-2013 | JB/T 5135.2-2013 | 7.17 | 7.17 | [5 empty] | 65
[5 empty] | 标志 | Signs |  | 031108 |  | 通用小型汽油机 第1部分：技术条件 | General utility small gasoline engine－Part 1:Technical specification | JB/T 5135.1-2013 | JB/T 5135.1-2013 | 4.1.8 | 4.1.8 | [5 empty] | 65
[5 empty] | 密封性 | Seal performance |  | 031108 |  | 通用小型汽油机 第1部分：技术条件 | General utility small gasoline engine－Part 1:Technical specification | JB/T 5135.1-2013 | JB/T 5135.1-2013 | 4.1.9 | 4.1.9 | [5 empty] | 65
[10 empty] | 通用小型汽油机 第2部分：台架性能试验方法 | General utility small gasoline engine－Part2: Performance test method | JB/T 5135.2-2013 | JB/T 5135.2-2013 | 7.16 | 7.16 | [5 empty] | 65
[5 empty] | 噪声 | Noise limitation |  | 031108 |  | 往复式内燃机 噪声限值 | Reciprocating internal combustion engines-Limit values of emitted noise | GB/T 14097-2018 | GB/T 14097-2018 | 4 | 4 | 不测压燃式内燃机 | Non Compression ignition internal combustion engine |  |  |  | 65
[10 empty] | 往复式内燃机 声压法声功率级的测定 第1部分：工程法 | Reciprocating internal combustion engines-Measurement of sound power level using sound pressure-Part 1:Engineering method | GB/T 1859.1-2015 | GB/T 1859.1-2015 | 7,8 | 7,8 | [5 empty] | 65 | 578-025,578-026
[5 empty] | 耐久性 | Durability |  | 031108 |  | 通用小型汽油机 第3部分：可靠性、耐久性试验与评定方法 | General utility small gasoline engine－Part 3：Test and evaluate method of reliability and durability | JB/T 5135.3-2013 | JB/T 5135.3-2013 | 5-9 | 5-9 | [5 empty] | 65 | 573-287,573-288,573-482,573-483,573-484
[5 empty] | 安全性 | safety |  | 031108 |  | 往复式内燃机 安全 第2部分 点燃式发动机 | Reciprocating internal combustion engines-Safety-Part 1:Compression ignition engins | GB/T 20651.2-2014 | GB/T 20651.2-2014 | 6 | 6 | [5 empty] | 65 | 574-242,573-585
[5 empty] | 防火 | Fire protection |  | 031108 |  | 往复式内燃机防火 | Reciprocating internal combustion engines-Fire protection | GB/T 4556-2001 | GB/T 4556-2001 | 6 | 6 | [5 empty] | 65
[5 empty] | 排放 | Pollutants |  | 031108 |  | 非道路移动机械用小型点燃式发动机排气污染物排放限值与测量方法（中国第一、二阶段） | Limits and measurement methods for exhaust pollutants from small spark ignition engines of non-road mobile machinery（Ⅰ,Ⅱ） | GB 26133-2010 | GB 26133-2010 | 4,5,6 | 4,5,6 | [5 empty] | 65 | 573-287,573-288,573-482,573-483,573-484,570-184
[10 empty] | 关于在2005年及之后装用小型非道路发动机的试验规程 | California exhaust emission standards and test procedures for 2005 and later small off-road engines CARB | 加州排放法规CARB | California emission regulations CARB | [7 empty] | 2 | 573-287,573-288,573-482,573-483,573-484,570-184
[10 empty] | 工况法排放 | Exhaust emissions form general small gasoline engine under running mode | 40CFR 90 | 40CFR 90 | [7 empty] | 2 | 573-287,573-288,573-482,573-483,573-484,570-184
[10 empty] | 美国联邦法规娱乐用车及发动机排放控制 | U.S.A. federation rule of law Control of emissions from recreational engines and vehicles | 40CFR PART1051 | 40CFR PART1051 | [7 empty] | 2 | 573-287,573-288,573-482,573-483,573-484,570-184
[10 empty] | 非道路机器用内燃机的气体和颗粒排放物的测量 | DIRECTIVE 97/68/EC OF THE EUROPEAN PARLIAMENT AND OF THE COUNCIL of 16 December 1997 on the approximation of the laws of the Member States relating to measures against the emission of gaseous and particulate pollutants from internal combustion engines to be installed in non-road mobile machinery | 97/68/EC | 97/68/EC | 附件Ⅲ,附件Ⅳ,附件Ⅴ | ANNEXⅢ,ANNEX Ⅳ,ANNEX Ⅴ | [5 empty] | 2 | 573-287,573-288,573-482,573-483,573-484,570-184
[10 empty] | 对 97/68/EC非道路机器用内燃机的气体和颗粒排放物的测量指令的修订 | DIRECTIVE 2002/88/EC OF THE EUROPEAN PARLIAMENT AND OF THE COUNCIL of 9 December 2002 amending Directive 97/68/EC on the approximation of the laws of the Member States relating to measures against the emission of gaseous and particulate pollutants from internal combustionengines to be installed in non-road mobile machinery | 2002/88/EC | 2002/88/EC | 1,2,3,附件Ⅳ、附件Ⅵ | 1，2，3，ANNEXⅣ,ANNEX Ⅵ | [5 empty] | 2 | 573-287,573-288,573-482,573-483,573-484,570-184
[10 empty] | （EU）No 2016/1628（含修订单）《关于非道路机器用内燃机的气体和颗粒污染物排放限值和型式批准的要求》中的部分条款 | （EU）No 2016/1628On requirements relating to gaseous and particulate pollutant emission limits and type-approval for internal combustion engines for non-road mobile machinery | （EU）No 2016/1628 | （EU）No 2016/1628 | 附件Ⅰ,Ⅱ,Ⅲ,Ⅳ,Ⅴ | ANNEX Ⅰ,Ⅱ,Ⅲ,Ⅳ,Ⅴ | [5 empty] | 2 | 573-287,573-288,573-482,573-483,573-484,570-184
[5 empty] | 回弹式绳索起动装置基本安全要求 | Recoil starting equipment—General safety requirements |  | 031108 |  | 往复式内燃机 回弹式绳索起动装置 基本安全要求 | Reciprocal internal combustion engines—Recoil starting equipment—General safety requirements | GB/T 23342-2009 | GB/T23342-2009 | 5,6 | 5,6 | [5 empty] | 65 | 573-585
[5 empty] | 振动 | Vibration |  | 031108 |  | 小型汽油机 振动评级和测试方法 | small gasoline engines-evaluation and measurement of vibration | GB/T10398-2008 | GB/T10398-2008 | [7 empty] | 65 | 573-493
26 | 摩托车前照灯 | Motor cycle headlamps |  | N | 一般规定 | General specifications |  | 031709 |  | 发射对称近光和/或远光的机动车前照灯 | Motor vehicle headlamps emitting a symmetrical passing beam or a driving beam or both | GB19152-2016 | GB19152-2016 | [7 empty] | 100
[10 empty] | 关于批准发射对称远光和/或近光并装用灯丝灯泡的机动车前照灯的统一规定 | "Uniform provisions concerning the approval of motor vehicle Headlamps emitting a symmetrical passing beam or a driving Beam or both and equipped with filament lamps " | ECE R113 Rev3 | ECE R113 Rev3 | [7 empty] | 20
[10 empty] | 关于批准发射不对称远光和/或近光并装用灯丝灯泡和/或LED模块的机动车前照灯的统一规定 | Uniform Provisions Concerning The Approval Of Motor Vehicle Headlamps Emitting An Asymmetrical Passing Beam Or A Driving Beam Or Both And Equipped With Filament Lamps And/Or LED Modules | ECE R112 Rev3 | ECE R112 Rev3 | [7 empty] | 20
[10 empty] | 关于批准发射远光和近光的轻便摩托车前照灯的统一规定 | Uniform Provisions Concerning The Approval Of Headlamps For Mopeds Emitting A Driving Beam And A Passing Beam | ECE R76 Rev1 | ECE R76 Rev1 | [7 empty] | 20
[10 empty] | 关于批准装用卤素灯丝灯泡（HS2）的轻便摩托车前照灯的统一规定 | Uniform Provisions Concerning The Approval Of Moped Headlamps Equipped With Filament Halogen Lamps (HS2) | ECE R82 Rev1 | ECE R82 Rev1 | [7 empty] | 20
[10 empty] | 关于批准摩托车及类似车辆前照灯的统一规定 | Uniform Provisions Concerning The Approval Of Headlamps For Motor Cycles And Vehicles Treated As Such | ECE R57 Rev1 | ECE R57 Rev1 | [7 empty] | 20
[10 empty] | 关于批准发射非对称近光和远光并装用卤素灯泡（HS1灯泡）的摩托车前照灯统一规定 | Uniform Provisions Concerning The Approval Of Motor Cycle Headlamps Emitting An Asymmetrical Passing Beam And A Driving Beam And Equipped With Halogen Lamps (HS1 Lamps) | ECE R72 Rev1 | ECE R72 Rev1 | [7 empty] | 20
[10 empty] | 灯具、反射装置和辅助设备 | Lamps, reflective devices, and associated equipment | FMVSS 571.108 | FMVSS 571.108 | [7 empty] | 2
[5 empty] | 色度 | Colour |  | 031709 |  | 发射对称近光和/或远光的机动车前照灯 | Motor vehicle headlamps emitting a symmetrical passing beam or a driving beam or both | GB19152-2016 | GB19152-2016 | [7 empty] | 100 | 577-033
[10 empty] | 关于批准发射不对称远光和/或近光并装用灯丝灯泡和/或LED模块的机动车前照灯的统一规定 | Uniform Provisions Concerning The Approval Of Motor Vehicle Headlamps Emitting An Asymmetrical Passing Beam Or A Driving Beam Or Both And Equipped With Filament Lamps And/Or LED Modules | ECE R112 Rev3 | ECE R112 Rev3 | [7 empty] | 20 | 577-033
[10 empty] | 关于批准发射对称远光和/或近光并装用灯丝灯泡的机动车前照灯的统一规定 | "Uniform provisions concerning the approval of motor vehicle Headlamps emitting a symmetrical passing beam or a driving Beam or both and equipped with filament lamps " | ECE R113 Rev3 | ECE R113 Rev3 | [7 empty] | 20 | 577-033
[10 empty] | 关于批准发射远光和近光的轻便摩托车前照灯的统一规定 | Uniform Provisions Concerning The Approval Of Headlamps For Mopeds Emitting A Driving Beam And A Passing Beam | ECE R76 Rev1 | ECE R76 Rev1 | [7 empty] | 20 | 577-033
[10 empty] | 关于批准装用卤素灯丝灯泡（HS2）的轻便摩托车前照灯的统一规定 | Uniform Provisions Concerning The Approval Of Moped Headlamps Equipped With Filament Halogen Lamps (HS2) | ECE R82 Rev1 | ECE R82 Rev1 | [7 empty] | 20 | 577-033
[10 empty] | 关于批准摩托车及类似车辆前照灯的统一规定 | Uniform Provisions Concerning The Approval Of Headlamps For Motor Cycles And Vehicles Treated As Such | ECE R57 Rev1 | ECE R57 Rev1 | [7 empty] | 20 | 577-033
[10 empty] | 关于批准发射非对称近光和远光并装用卤素灯泡（HS1灯泡）的摩托车前照灯统一规定 | Uniform Provisions Concerning The Approval Of Motor Cycle Headlamps Emitting An Asymmetrical Passing Beam And A Driving Beam And Equipped With Halogen Lamps (HS1 Lamps) | ECE R72 Rev1 | ECE R72 Rev1 | [7 empty] | 20 | 577-033
[10 empty] | 灯具、反射装置和辅助设备 | Lamps, reflective devices, and associated equipment | FMVSS 571.108 | FMVSS 571.108 | [7 empty] | 2 | 577-033
[5 empty] | 配光性能 | Photometric characteristic |  | 031709 |  | 关于批准摩托车及类似车辆前照灯的统一规定 | Uniform Provisions Concerning The Approval Of Headlamps For Motor Cycles And Vehicles Treated As Such | ECE R57 Rev1 | ECE R57 Rev1 | [7 empty] | 20 | 577-033,577-045
[10 empty] | 发射对称近光和/或远光的机动车前照灯 | Motor vehicle headlamps emitting a symmetrical passing beam or a driving beam or both | GB19152-2016 | GB19152-2016 | [7 empty] | 100 | 577-033,577-045
[10 empty] | 关于批准发射不对称远光和/或近光并装用灯丝灯泡和/或LED模块的机动车前照灯的统一规定 | Uniform Provisions Concerning The Approval Of Motor Vehicle Headlamps Emitting An Asymmetrical Passing Beam Or A Driving Beam Or Both And Equipped With Filament Lamps And/Or LED Modules | ECE R112 Rev3 | ECE R112 Rev3 | [7 empty] | 20 | 577-033,577-045
[10 empty] | 关于批准发射对称远光和/或近光并装用灯丝灯泡的机动车前照灯的统一规定 | "Uniform provisions concerning the approval of motor vehicle Headlamps emitting a symmetrical passing beam or a driving Beam or both and equipped with filament lamps " | ECE R113 Rev3 | ECE R113 Rev3 | [7 empty] | 20 | 577-033,577-045
[10 empty] | 关于批准发射非对称近光和远光并装用卤素灯泡（HS1灯泡）的摩托车前照灯统一规定 | Uniform Provisions Concerning The Approval Of Motor Cycle Headlamps Emitting An Asymmetrical Passing Beam And A Driving Beam And Equipped With Halogen Lamps (HS1 Lamps) | ECE R72 Rev1 | ECE R72 Rev1 | [7 empty] | 20 | 577-033,577-045
[10 empty] | 关于批准发射远光和近光的轻便摩托车前照灯的统一规定 | Uniform Provisions Concerning The Approval Of Headlamps For Mopeds Emitting A Driving Beam And A Passing Beam | ECE R76 Rev1 | ECE R76 Rev1 | [7 empty] | 20 | 577-033,577-045
[10 empty] | 灯具、反射装置和辅助设备 | Lamps, reflective devices, and associated equipment | FMVSS 571.108 | FMVSS 571.108 | [7 empty] | 2 | 577-033,577-045
[10 empty] | 关于批准装用卤素灯丝灯泡（HS2）的轻便摩托车前照灯的统一规定 | Uniform Provisions Concerning The Approval Of Moped Headlamps Equipped With Filament Halogen Lamps (HS2) | ECE R82 Rev1 | ECE R82 Rev1 | [7 empty] | 20 | 577-033,577-045
[5 empty] | 配光稳定性 | Stability of photometric characteristic |  | 031709 |  | 关于批准摩托车及类似车辆前照灯的统一规定 | Uniform Provisions Concerning The Approval Of Headlamps For Motor Cycles And Vehicles Treated As Such | ECE R57 Rev1 | ECE R57 Rev1 | [7 empty] | 20 | 577-033,577-045,574-142
[10 empty] | 发射对称近光和/或远光的机动车前照灯 | Motor vehicle headlamps emitting a symmetrical passing beam or a driving beam or both | GB19152-2016 | GB19152-2016 | [7 empty] | 100 | 577-033,577-045,574-142
[10 empty] | 关于批准发射不对称远光和/或近光并装用灯丝灯泡和/或LED模块的机动车前照灯的统一规定 | Uniform Provisions Concerning The Approval Of Motor Vehicle Headlamps Emitting An Asymmetrical Passing Beam Or A Driving Beam Or Both And Equipped With Filament Lamps And/Or LED Modules | ECE R112 Rev3 | ECE R112 Rev3 | [7 empty] | 20 | 577-033,577-045,574-142
[10 empty] | 关于批准发射对称远光和/或近光并装用灯丝灯泡的机动车前照灯的统一规定 | "Uniform provisions concerning the approval of motor vehicle Headlamps emitting a symmetrical passing beam or a driving Beam or both and equipped with filament lamps " | ECE R113 Rev3 | ECE R113 Rev3 | [7 empty] | 20 | 577-033,577-045,574-142
[10 empty] | 关于批准发射非对称近光和远光并装用卤素灯泡（HS1灯泡）的摩托车前照灯统一规定 | Uniform Provisions Concerning The Approval Of Motor Cycle Headlamps Emitting An Asymmetrical Passing Beam And A Driving Beam And Equipped With Halogen Lamps (HS1 Lamps) | ECE R72 Rev1 | ECE R72 Rev1 | [7 empty] | 20 | 577-033,577-045,574-142
[10 empty] | 灯具、反射装置和辅助设备 | Lamps, reflective devices, and associated equipment | FMVSS 571.108 | FMVSS 571.108 | [7 empty] | 2 | 577-033,577-045,574-142
[5 empty] | 塑料配光镜或材料试样和整灯试验 | Requirements for lamps incorporating lenses of plasticmaterial – Testing of lens or material samples and ofcomplete lamps |  | 031709 |  | 关于批准摩托车及类似车辆前照灯的统一规定 | Uniform Provisions Concerning The Approval Of Headlamps For Motor Cycles And Vehicles Treated As Such | ECE R57 Rev1 | ECE R57 Rev1 | [7 empty] | 20 | 577-033,577-045,574-142,573-278,577-031,577-026,572-029,570-088
[10 empty] | 发射对称近光和/或远光的机动车前照灯 | Motor vehicle headlamps emitting a symmetrical passing beam or a driving beam or both | GB19152-2016 | GB19152-2016 | [7 empty] | 100 | 577-033,577-045,574-142,573-278,577-031,577-026,572-029,570-088
[10 empty] | 关于批准发射不对称远光和/或近光并装用灯丝灯泡和/或LED模块的机动车前照灯的统一规定 | Uniform Provisions Concerning The Approval Of Motor Vehicle Headlamps Emitting An Asymmetrical Passing Beam Or A Driving Beam Or Both And Equipped With Filament Lamps And/Or LED Modules | ECE R112 Rev3 | ECE R112 Rev3 | [7 empty] | 20 | 577-033,577-045,574-142,573-278,577-031,577-026,572-029,570-088
[10 empty] | 关于批准发射对称远光和/或近光并装用灯丝灯泡的机动车前照灯的统一规定 | "Uniform provisions concerning the approval of motor vehicle Headlamps emitting a symmetrical passing beam or a driving Beam or both and equipped with filament lamps " | ECE R113 Rev3 | ECE R113 Rev3 | [7 empty] | 20 | 577-033,577-045,574-142,573-278,577-031,577-026,572-029,570-088
[10 empty] | 关于批准发射非对称近光和远光并装用卤素灯泡（HS1灯泡）的摩托车前照灯统一规定 | Uniform Provisions Concerning The Approval Of Motor Cycle Headlamps Emitting An Asymmetrical Passing Beam And A Driving Beam And Equipped With Halogen Lamps (HS1 Lamps) | ECE R72 Rev1 | ECE R72 Rev1 | [7 empty] | 20 | 577-033,577-045,574-142,573-278,577-031,577-026,572-029,570-088
[5 empty] | LED模块目标光通量 | luminous flux of LED modules |  | 031709 |  | 发射对称近光和/或远光的机动车前照灯 | Motor vehicle headlamps emitting a symmetrical passing beam or a driving beam or both | GB19152-2016 | GB19152-2016 | [7 empty] | 100 | 577-045
[10 empty] | 关于批准发射不对称远光和/或近光并装用灯丝灯泡和/或LED模块的机动车前照灯的统一规定 | Uniform Provisions Concerning The Approval Of Motor Vehicle Headlamps Emitting An Asymmetrical Passing Beam Or A Driving Beam Or Both And Equipped With Filament Lamps And/Or LED Modules | ECE R112 Rev3 | ECE R112 Rev3 | [7 empty] | 20 | 577-045
[10 empty] | 关于批准发射对称远光和/或近光并装用灯丝灯泡的机动车前照灯的统一规定 | "Uniform provisions concerning the approval of motor vehicle Headlamps emitting a symmetrical passing beam or a driving Beam or both and equipped with filament lamps " | ECE R113 Rev3 | ECE R113 Rev3 | [7 empty] | 20 | 577-045
[5 empty] | 照度和色度温度稳定性 | Temperature stability |  | 031709 |  | 发射对称近光和/或远光的机动车前照灯 | Motor vehicle headlamps emitting a symmetrical passing beam or a driving beam or both | GB19152-2016 | GB19152-2016 | [7 empty] | 100 | 577-033
[10 empty] | 关于批准发射不对称远光和/或近光并装用灯丝灯泡和/或LED模块的机动车前照灯的统一规定 | Uniform Provisions Concerning The Approval Of Motor Vehicle Headlamps Emitting An Asymmetrical Passing Beam Or A Driving Beam Or Both And Equipped With Filament Lamps And/Or LED Modules | ECE R112 Rev3 | ECE R112 Rev3 | [7 empty] | 20 | 577-033
[10 empty] | 关于批准发射对称远光和/或近光并装用灯丝灯泡的机动车前照灯的统一规定 | "Uniform provisions concerning the approval of motor vehicle Headlamps emitting a symmetrical passing beam or a driving Beam or both and equipped with filament lamps " | ECE R113 Rev3 | ECE R113 Rev3 | [7 empty] | 20 | 577-033
[5 empty] | 显色性测量 | Colour rendering |  | 031709 |  | 发射对称近光和/或远光的机动车前照灯 | Motor vehicle headlamps emitting a symmetrical passing beam or a driving beam or both | GB19152-2016 | GB19152-2016 | [7 empty] | 100 | 577-042
[10 empty] | 关于批准发射不对称远光和/或近光并装用灯丝灯泡和/或LED模块的机动车前照灯的统一规定 | Uniform Provisions Concerning The Approval Of Motor Vehicle Headlamps Emitting An Asymmetrical Passing Beam Or A Driving Beam Or Both And Equipped With Filament Lamps And/Or LED Modules | ECE R112 Rev3 | ECE R112 Rev3 | [7 empty] | 20 | 577-042
[10 empty] | 关于批准发射对称远光和/或近光并装用灯丝灯泡的机动车前照灯的统一规定 | "Uniform provisions concerning the approval of motor vehicle Headlamps emitting a symmetrical passing beam or a driving Beam or both and equipped with filament lamps " | ECE R113 Rev3 | ECE R113 Rev3 | [7 empty] | 20 | 577-042
[5 empty] | 紫外辐射含量 | UV-radiation |  | 031709 |  | 发射对称近光和/或远光的机动车前照灯 | Motor vehicle headlamps emitting a symmetrical passing beam or a driving beam or both | GB19152-2016 | GB19152-2016 | [7 empty] | 100 | 577-042
[10 empty] | 关于批准发射不对称远光和/或近光并装用灯丝灯泡和/或LED模块的机动车前照灯的统一规定 | Uniform Provisions Concerning The Approval Of Motor Vehicle Headlamps Emitting An Asymmetrical Passing Beam Or A Driving Beam Or Both And Equipped With Filament Lamps And/Or LED Modules | ECE R112 Rev3 | ECE R112 Rev3 | [7 empty] | 20 | 577-042
[10 empty] | 关于批准发射对称远光和/或近光并装用灯丝灯泡的机动车前照灯的统一规定 | "Uniform provisions concerning the approval of motor vehicle Headlamps emitting a symmetrical passing beam or a driving Beam or both and equipped with filament lamps " | ECE R113 Rev3 | ECE R113 Rev3 | [7 empty] | 20 | 577-042
[5 empty] | 振动试验 | Vibration test |  | 031709 |  | 灯具、反射装置和辅助设备 | Lamps, reflective devices, and associated equipment | FMVSS 571.108 | FMVSS 571.108 | [7 empty] | 2 | D573-289
[5 empty] | 防水试验 | Moisture test |  | 031709 |  | 灯具、反射装置和辅助设备 | Lamps, reflective devices, and associated equipment | FMVSS 571.108 | FMVSS 571.108 | [7 empty] | 2 | 579-038
[5 empty] | 防尘试验 | Dust exposure test |  | 031709 |  | 灯具、反射装置和辅助设备 | Lamps, reflective devices, and associated equipment | FMVSS 571.108 | FMVSS 571.108 | [7 empty] | 2 | 579-032
[5 empty] | 盐雾试验 | Salt spray test |  | 031709 |  | 灯具、反射装置和辅助设备 | Lamps, reflective devices, and associated equipment | FMVSS 571.108 | FMVSS 571.108 | [7 empty] | 2 | 570-091
26 | 摩托车光信号装置 | Light-signalling devices for motorcycles |  | N | 一般规定 | General specifications |  | 031709 |  | 摩托车光信号装置配光性能 | Photometric characteristics of light-signalling devices for motorcycles | GB17510-2008 | GB17510-2008 | [7 empty] | 100
[10 empty] | 关于批准L类车辆前后位置灯、制动灯、转向信号灯和后牌照板照明装置的统一规定 | Uniform Provisions Concerning The Approval Of Front Position Lamps, Rear Position Lamps, Stop Lamps, Direction Indicators And Rear-Registration-Plate Illuminating Devices For Vehicles Of Category L | ECE R50 Rev3 | ECE R50 Rev3 | [7 empty] | 20
[10 empty] | L类车辆前后位置灯、制动灯、转向信号灯和后牌照板照明装置及注解 | Front Position Lamps, Rear Position Lamps, Stop Lamps, Direction Indicators And Rear-Registration-Plate Illuminating Devices For Vehicles Of Category L | ADR 53/00 | ADR 53/00 | [7 empty] | 2
[10 empty] | 灯具、反射装置和辅助设备 | Lamps, reflective devices, and associated equipment | FMVSS 571.108 | FMVSS 571.108 | [7 empty] | 2
[5 empty] | 色度 | Colour |  | 031709 |  | 摩托车光信号装置配光性能 | Photometric characteristics of light-signalling devices for motorcycles | GB17510-2008 | GB17510-2008 | [7 empty] | 100 | 577-033
[10 empty] | 关于批准L类车辆前后位置灯、制动灯、转向信号灯和后牌照板照明装置的统一规定 | Uniform Provisions Concerning The Approval Of Front Position Lamps, Rear Position Lamps, Stop Lamps, Direction Indicators And Rear-Registration-Plate Illuminating Devices For Vehicles Of Category L | ECE R50 Rev3 | ECE R50 Rev3 | [7 empty] | 20 | 577-033
[10 empty] | L类车辆前后位置灯、制动灯、转向信号灯和后牌照板照明装置及注解 | Front Position Lamps, Rear Position Lamps, Stop Lamps, Direction Indicators And Rear-Registration-Plate Illuminating Devices For Vehicles Of Category L | ADR 53/00 | ADR 53/00 | [7 empty] | 2 | 577-033
[10 empty] | 灯具、反射装置和辅助设备 | Lamps, reflective devices, and associated equipment | FMVSS 571.108 | FMVSS 571.108 | [7 empty] | 2 | 577-033
[10 empty] | 自行车 照明设备 | Bicycles-Lighting equipment | GB/T 22791-2008 | GB/T 22791-2008 | [8 empty] | 577-033
[5 empty] | 配光性能 | Photometric characteristic |  | 031709 |  | 摩托车光信号装置配光性能 | Photometric characteristics of light-signalling devices for motorcycles | GB17510-2008 | GB17510-2008 | [7 empty] | 100 | 577-033,577-045
[10 empty] | 关于批准L类车辆前后位置灯、制动灯、转向信号灯和后牌照板照明装置的统一规定 | Uniform Provisions Concerning The Approval Of Front Position Lamps, Rear Position Lamps, Stop Lamps, Direction Indicators And Rear-Registration-Plate Illuminating Devices For Vehicles Of Category L | ECE R50 Rev3 | ECE R50 Rev3 | [7 empty] | 20 | 577-033,577-045
[10 empty] | L类车辆前后位置灯、制动灯、转向信号灯和后牌照板照明装置及注解 | Front Position Lamps, Rear Position Lamps, Stop Lamps, Direction Indicators And Rear-Registration-Plate Illuminating Devices For Vehicles Of Category L | ADR 53/00 | ADR 53/00 | [7 empty] | 2 | 577-033,577-045
[10 empty] | 灯具、反射装置和辅助设备 | Lamps, reflective devices, and associated equipment | FMVSS 571.108 | FMVSS 571.108 | [7 empty] | 2 | 577-033,577-045
[10 empty] | 自行车 照明设备 | Bicycles-Lighting equipment | GB/T 22791-2008 | GB/T 22791-2008 | [8 empty] | 577-033,577-045
[5 empty] | 振动试验 | Vibration test |  | 031709 |  | 灯具、反射装置和辅助设备 | Lamps, reflective devices, and associated equipment | FMVSS 571.108 | FMVSS 571.108 | [7 empty] | 2 | D578-289
[5 empty] | 防水试验 | Moisture test |  | 031709 |  | 灯具、反射装置和辅助设备 | Lamps, reflective devices, and associated equipment | FMVSS 571.108 | FMVSS 571.108 | [7 empty] | 2 | 579-038
[5 empty] | 防尘试验 | Dust exposure test |  | 031709 |  | 灯具、反射装置和辅助设备 | Lamps, reflective devices, and associated equipment | FMVSS 571.108 | FMVSS 571.108 | [7 empty] | 2 | 579-032
[5 empty] | 盐雾试验 | Salt spray test |  | 031709 |  | 灯具、反射装置和辅助设备 | Lamps, reflective devices, and associated equipment | FMVSS 571.108 | FMVSS 571.108 | [7 empty] | 2 | 570-091
26 | 道路机动车辆灯泡 | lamps for road vehicles |  | N | 光电性能 | photoelectric parameter |  | 031709 |  | 道路机动车辆灯泡尺寸、光电性能要求 | Lamps for road vehicles—Dimensional,electrical and luminous requirements | GB/T 15766.1-2008 | GB/T 15766.1-2008 | 附录C | Appendix C | [5 empty] | 100 | 577-045
[5 empty] | 内部尺寸 | Inner Dimension |  | 031709 |  | 道路机动车辆灯泡尺寸、光电性能要求 | Lamps for road vehicles—Dimensional,electrical and luminous requirements | GB/T 15766.1-2008 | GB/T 15766.1-2008 | 附录A | Appendix A | [5 empty] | 100 | 571-051
26 | 机动车回复反射器 | Retro reflector device for motor vehicles |  | N | 一般规定 | General specifications |  | 031709 |  | 机动车回复反射器 | Retro reflector device for motor vehicles | GB11564-2008 | GB11564-2008 | [7 empty] | 100
[10 empty] | 关于批准机动车及其挂车回复反射器的统一规定 | Uniform Provisions Concerning The Approval Of Retro-Reflecting Devices For Power-Driven Vehicles And Their Trailers | ECE R3 Rev3 | ECE R3 Rev3 | [7 empty] | 20
[10 empty] | 反光标志(反光片) | Retro reflector for motor vehicles | 车辆安全检测基准41 | Vehicle Safety Testing Directions41 | [7 empty] | 2
[10 empty] | 灯具、反射装置和辅助设备 | Lamps, reflective devices, and associated equipment | FMVSS 571.108 | FMVSS 571.108 | [7 empty] | 2
[10 empty] | 回复反射器 | Rear reflectors | ADR 47/00 | ADR 47/00 | [7 empty] | 2
[5 empty] | 形状、尺寸和结构的规定 | Specifications of shape and dimensions |  | 031709 |  | 机动车回复反射器 | Retro reflector for motor vehicles | GB11564-2008 | GB11564-2008 | [7 empty] | 100 | D571-467
[10 empty] | 关于批准机动车及其挂车回复反射器的统一规定 | Uniform Provisions Concerning The Approval Of Retro-Reflecting Devices For Power-Driven Vehicles And Their Trailers | ECE R3 Rev3 | ECE R3 Rev3 | [7 empty] | 20 | D571-467
[10 empty] | 反光标志(反光片) | Retro reflector for motor vehicles | 车辆安全检测基准41 | Vehicle Safety Testing Directions41 | [7 empty] | 2 | D571-467
[10 empty] | 灯具、反射装置和辅助设备 | Lamps, reflective devices, and associated equipment | FMVSS 571.108 | FMVSS 571.108 | [7 empty] | 2 | D571-467
[10 empty] | 回复反射器 | Rear reflectors | ADR 47/00 | ADR 47/00 | [7 empty] | 2 | D571-467
[5 empty] | 色度 | Colour |  | 031709 |  | 机动车回复反射器 | Retro reflector for motor vehicles | GB11564-2008 | GB11564-2008 | [7 empty] | 100 | 577-033
[10 empty] | 关于批准机动车及其挂车回复反射器的统一规定 | Uniform Provisions Concerning The Approval Of Retro-Reflecting Devices For Power-Driven Vehicles And Their Trailers | ECE R3 Rev3 | ECE R3 Rev3 | [7 empty] | 20 | 577-033
[10 empty] | 反光标志(反光片) | Retro reflector for motor vehicles | 车辆安全检测基准41 | Vehicle Safety Testing Directions41 | [7 empty] | 2 | 577-033
[10 empty] | 灯具、反射装置和辅助设备 | Lamps, reflective devices, and associated equipment | FMVSS 571.108 | FMVSS 571.108 | [7 empty] | 2 | 577-033
[10 empty] | 回复反射器 | Rear reflectors | ADR 47/00 | ADR 47/00 | [7 empty] | 0 | 577-033
[5 empty] | 光度（CIL值） | Photometric(CIL) |  | 031709 |  | 机动车回复反射器 | Retro reflector for motor vehicles | GB11564-2008 | GB11564-2008 | [7 empty] | 200 | 577-033
[10 empty] | 关于批准机动车及其挂车回复反射器的统一规定 | Uniform Provisions Concerning The Approval Of Retro-Reflecting Devices For Power-Driven Vehicles And Their Trailers | ECE R3 Rev3 | ECE R3 Rev3 | [7 empty] | 20 | 577-033
[10 empty] | 反光标志(反光片) | Retro reflector for motor vehicles | 车辆安全检测基准41 | Vehicle Safety Testing Directions41 | [7 empty] | 2 | 577-033
[10 empty] | 灯具、反射装置和辅助设备 | Lamps, reflective devices, and associated equipment | FMVSS 571.108 | FMVSS 571.108 | [7 empty] | 2 | 577-033
[10 empty] | 回复反射器 | Rear reflectors | ADR 47/00 | ADR 47/00 | [7 empty] | 2 | 577-033
[5 empty] | 环境试验 | Resistance to external agents |  | 031709 |  | 机动车回复反射器 | Retro reflector for motor vehicles | GB11564-2008 | GB11564-2008 | [7 empty] | 100 | 577-033,572-029,579-032,579-038,570-091
[10 empty] | 关于批准机动车及其挂车回复反射器的统一规定 | Uniform Provisions Concerning The Approval Of Retro-Reflecting Devices For Power-Driven Vehicles And Their Trailers | ECE R3 Rev3 | ECE R3 Rev3 | [7 empty] | 20 | 577-033,572-029,579-032,579-038,570-091
[10 empty] | 反光标志(反光片) | Retro reflector for motor vehicles | 车辆安全检测基准41 | Vehicle Safety Testing Directions41 | [7 empty] | 2 | 577-033,572-029,579-032,579-038,570-091
[10 empty] | 灯具、反射装置和辅助设备 | Lamps, reflective devices, and associated equipment | FMVSS 571.108 | FMVSS 571.108 | [7 empty] | 2 | 577-033,572-029,579-032,579-038,570-091
[10 empty] | 回复反射器 | Rear reflectors | ADR 47/00 | ADR 47/00 | [7 empty] | 2 | 577-033,572-029,579-032,579-038,570-091
26 | 摩托车后视镜 | Motorcycles rear-view-mirrors |  | N | 一般要求 | General requirements |  | 031704 |  | 摩托车和轻便摩托车后视镜的性能和安装要求 | Motorcycles and mopeds rear-view-mirrors requirement of performance and installation | GB17352-2010 | GB17352-2010 | 4.3.4 | 4.3.4 | [5 empty] | 60 | JMC-202-1,JMC-089-2
[10 empty] | 机动车辆 间接视野装置 性能和安装要求 | Motor vehicles - Devices for indirect vision - Requirements of performance and installation | GB 15084-2013 | GB 15084-2013 | 4 | 4 | [5 empty] | 10 | JMC-202-1,JMC-089-2
[10 empty] | 关于就车把上后视镜的安装方面批准后视镜及带与不带边斗的二轮机动车的统一规定 | Uniform Provisions Concerning The Approval Of Rear-View Mirrors Of Two-Wheeled Power-Driven Vehicles With Or Without Side Car, With Regard To The Mounting Of Rear-View Mirrors On Handlebars | ECE R81 | ECE R81 | [7 empty] | 60 | JMC-202-1,JMC-089-2
[10 empty] | 二轮或三轮机动车后视镜 | Rear-view mirrors for two or three wheel fo motor vehicles | 97/24/EC C4（含修订单） | 97/24/EC C4(Including amendments) | [7 empty] | 5 | JMC-202-1,JMC-089-2
[10 empty] | 后视镜 | Rear-View Mirrors | FMVSS 571.111 | FMVSS 571.111 | [7 empty] | 2 | JMC-202-1,JMC-089-2
[5 empty] | 尺寸 | Dimensions |  | 031704 |  | 摩托车和轻便摩托车后视镜的性能和安装要求 | Motorcycles and mopeds rear-view-mirrors requirement of performance and installation | GB17352-2010 | GB17352-2010 | 4 | 4 | [5 empty] | 60 | JMC-173-1
[10 empty] | 机动车辆 间接视野装置 性能和安装要求 | Motor vehicles - Devices for indirect vision - Requirements of performance and installation | GB 15084-2013 | GB 15084-2013 | 4 | 4 | [5 empty] | 10 | JMC-173-1
[10 empty] | 关于就车把上后视镜的安装方面批准后视镜及带与不带边斗的二轮机动车的统一规定 | Uniform Provisions Concerning The Approval Of Rear-View Mirrors Of Two-Wheeled Power-Driven Vehicles With Or Without Side Car, With Regard To The Mounting Of Rear-View Mirrors On Handlebars | ECE R81 | ECE R81 | [7 empty] | 5 | JMC-173-1
[10 empty] | 二轮或三轮机动车后视镜 | Rear-view mirrors for two or three wheel fo motor vehicles | 97/24/EC C4（含修订单） | 97/24/EC C4(Including amendments) | [7 empty] | 5 | JMC-173-1
[10 empty] | 后视镜 | Rear-View Mirrors | FMVSS 571.111 | FMVSS 571.111 | [7 empty] | 2 | JMC-173-1
[5 empty] | 反射面和反射率 | Reflecting surface and coefficient of reflection |  | 031704 |  | 摩托车和轻便摩托车后视镜的性能和安装要求 | Motorcycles and mopeds rear-view-mirrors requirement of performance and installation | GB17352-2010 | GB17352-2010 | 4 | 4 | [5 empty] | 60 | D579-003,577-038
[10 empty] | 机动车辆 间接视野装置 性能和安装要求 | Motor vehicles - Devices for indirect vision - Requirements of performance and installation | GB 15084-2013 | GB 15084-2013 | 4 | 4 | [5 empty] | 10 | D579-003,577-038
[10 empty] | 关于就车把上后视镜的安装方面批准后视镜及带与不带边斗的二轮机动车的统一规定 | Uniform Provisions Concerning The Approval Of Rear-View Mirrors Of Two-Wheeled Power-Driven Vehicles With Or Without Side Car, With Regard To The Mounting Of Rear-View Mirrors On Handlebars | ECE R81 | ECE R81 | [7 empty] | 5 | D579-003,577-038
[10 empty] | 二轮或三轮机动车后视镜 | Rear-view mirrors for two or three wheel fo motor vehicles | 97/24/EC C4（含修订单） | 97/24/EC C4(Including amendments) | [7 empty] | 5 | D579-003,577-038
[10 empty] | 后视镜 | Rear-View Mirrors | FMVSS 571.111 | FMVSS 571.111 | [7 empty] | 2 | D579-003,577-038
[5 empty] | 抗撞击和弯曲性能 | Impact test and bending test |  | 031704 |  | 摩托车和轻便摩托车后视镜的性能和安装要求 | Motorcycles and mopeds rear-view-mirrors requirement of performance and installation | GB17352-2010 | GB17352-2010 | [7 empty] | 60 | 579-010,579-004
[10 empty] | 机动车辆 间接视野装置 性能和安装要求 | Motor vehicles - Devices for indirect vision - Requirements of performance and installation | GB 15084-2013 | GB 15084-2013 | [7 empty] | 10 | 579-010
[10 empty] | 关于就车把上后视镜的安装方面批准后视镜及带与不带边斗的二轮机动车的统一规定 | Uniform Provisions Concerning The Approval Of Rear-View Mirrors Of Two-Wheeled Power-Driven Vehicles With Or Without Side Car, With Regard To The Mounting Of Rear-View Mirrors On Handlebars | ECE R81 | ECE R81 | [7 empty] | 5 | 579-010,579-004
[10 empty] | 二轮或三轮机动车后视镜 | Rear-view mirrors for two or three wheel fo motor vehicles | 97/24/EC C4（含修订单） | 97/24/EC C4(Including amendments) | [7 empty] | 5 | 579-010,579-004
26 | 燃油箱 | Fuel tanks |  | N | 渗漏-密封性 | Leakage test |  | 031704 |  | 摩托车和轻便摩托车燃油箱安全性能要求和试验方法 | Safety property requirements and test methods for Motorcycle、moped fuel tank | GB 19482-2004 | GB 19482-2004 | 3.1.4 | 3.1.4 | [5 empty] | 220 | 591-006
[10 empty] | 全地形车燃油箱安全性能要求和试验方法 | Safety property requirements and test method for fuel tanks of all-terrain vehicles | GB/T 24930-2010 | GB/T 24930-2010 | 4.1 | 4.1 | [5 empty] | 5 | 591-006
[10 empty] | 对欧盟No 168/2013法规关于二轮/三轮/四轮车辆认结构和一般认证要求的补充法规 | Supplementing Regulation (EU) No 168/2013 of the European Parliament and of the Council with regard to the vehicle construction and general requirements for the approval of two- or three- wheel vehicles and quadricycles | (EU) No 44/2014 | (EU) No 44/2014 | [7 empty] | 2 | 591-006
[5 empty] | 压力释放 | Release of pressure |  |  |  | 摩托车和轻便摩托车燃油箱安全性能要求和试验方法 | Safety property requirements and test methods for Motorcycle、moped fuel tank | GB 19482-2004 | GB 19482-2004 | 3.1.5 | 3.1.5 | [5 empty] | 220 | 591-006
[10 empty] | 对欧盟No 168/2013法规关于二轮/三轮/四轮车辆认结构和一般认证要求的补充法规 | Supplementing Regulation (EU) No 168/2013 of the European Parliament and of the Council with regard to the vehicle construction and general requirements for the approval of two- or three- wheel vehicles and quadricycles | (EU) No 44/2014 | (EU) No 44/2014 | [7 empty] | 2 | 591-006
[5 empty] | 燃油箱盖密封性 | Leakage test for tank cap |  | 031704 |  | 摩托车和轻便摩托车燃油箱安全性能要求和试验方法 | Safety property requirements and test methods for Motorcycle、moped fuel tank | GB 19482-2004 | GB 19482-2004 | 3.1.6 | 3.1.6 | [5 empty] | 220 | D573-114
[10 empty] | 全地形车燃油箱安全性能要求和试验方法 | Safety property requirements and test method for fuel tanks of all-terrain vehicles | GB/T 24930-2010 | GB/T 24930-2010 | 4.2 | 4.2 | [5 empty] | 5 | D573-114
[10 empty] | 欧盟委员会授权法规 车辆构造和一般要求 | supplementing Regulation (EU) No 168/2013 of the European Parliament and of the Council with regard to the vehicle construction and general requirements for the approval of two- or three- wheel vehicles and quadricycles | EU 44/2014 | EU 44/2014 | [7 empty] | 2 | D573-114
[5 empty] | 渗透性试验 | Fuel permeability |  | 031704 |  | 摩托车和轻便摩托车燃油箱安全性能要求和试验方法 | Safety property requirements and test methods for Motorcycle、moped fuel tank | GB 19482-2004 | GB 19482-2004 | 3.2.1 | 3.2.1 | [5 empty] | 20 | 572-053,D573-114
[10 empty] | 全地形车燃油箱安全性能要求和试验方法 | Safety property requirements and test method for fuel tanks of all-terrain vehicles | GB/T 24930-2010 | GB/T 24930-2010 | 4.5.1 | 4.5.1 | [5 empty] | 5 | 572-053,D573-114
[10 empty] | 对欧盟No 168/2013法规关于二轮/三轮/四轮车辆认结构和一般认证要求的补充法规 | Supplementing Regulation (EU) No 168/2013 of the European Parliament and of the Council with regard to the vehicle construction and general requirements for the approval of two- or three- wheel vehicles and quadricycles | (EU) No 44/2014 | (EU) No 44/2014 | [7 empty] | 2 | 572-053,D573-114
[5 empty] | 冲击试验 | Collision resistance |  | 031704 |  | 摩托车和轻便摩托车燃油箱安全性能要求和试验方法 | Safety property requirements and test methods for Motorcycle、moped fuel tank | GB 19482-2004 | GB 19482-2004 | 3.2.2 | 3.2.2 | [5 empty] | 20 | 572-002,D573-123
[10 empty] | 对欧盟No 168/2013法规关于二轮/三轮/四轮车辆认结构和一般认证要求的补充法规 | Supplementing Regulation (EU) No 168/2013 of the European Parliament and of the Council with regard to the vehicle construction and general requirements for the approval of two- or three- wheel vehicles and quadricycles | (EU) No 44/2014 | (EU) No 44/2014 | [7 empty] | 2 | 572-002,D573-123
[10 empty] | 全地形车燃油箱安全性能要求和试验方法 | Safety property requirements and test method for fuel tanks of all-terrain vehicles | GB/T 24930-2010 | GB/T 24930-2010 | 4.5.2 | 4.5.2 | [5 empty] | 5 | 572-002,D573-123
[5 empty] | 机械强度试验 | Mechanical strength |  | 031704 |  | 摩托车和轻便摩托车燃油箱安全性能要求和试验方法 | Safety property requirements and test methods for Motorcycle、moped fuel tank | GB 19482-2004 | GB 19482-2004 | 3.2.3 | 3.2.3 | [5 empty] | 20 | 591-006
[10 empty] | 全地形车燃油箱安全性能要求和试验方法 | Safety property requirements and test method for fuel tanks of all-terrain vehicles | GB/T 24930-2010 | GB/T 24930-2010 | 4.5.3 | 4.5.3 | [5 empty] | 5 | 591-006
[10 empty] | 对欧盟No 168/2013法规关于二轮/三轮/四轮车辆认结构和一般认证要求的补充法规 | Supplementing Regulation (EU) No 168/2013 of the European Parliament and of the Council with regard to the vehicle construction and general requirements for the approval of two- or three- wheel vehicles and quadricycles | (EU) No 44/2014 | (EU) No 44/2014 | [7 empty] | 2 | 591-006
[5 empty] | 耐燃油试验 | Resistance to fuel |  | 031704 |  | 摩托车和轻便摩托车燃油箱安全性能要求和试验方法 | Safety property requirements and test methods for Motorcycle、moped fuel tank | GB 19482-2004 | GB 19482-2004 | 3.2.4 | 3.2.4 | [5 empty] | 20 | 572-053,573-172
[10 empty] | 全地形车燃油箱安全性能要求和试验方法 | Safety property requirements and test method for fuel tanks of all-terrain vehicles | GB/T 24930-2010 | GB/T 24930-2010 | 4.5.4 | 4.5.4 | [5 empty] | 5 | 572-053,573-172
[10 empty] | 对欧盟No 168/2013法规关于二轮/三轮/四轮车辆认结构和一般认证要求的补充法规 | Supplementing Regulation (EU) No 168/2013 of the European Parliament and of the Council with regard to the vehicle construction and general requirements for the approval of two- or three- wheel vehicles and quadricycles | (EU) No 44/2014 | (EU) No 44/2014 | [7 empty] | 2 | 572-053,573-172
[5 empty] | 防火试验 | Resistance to fire |  | 031704 |  | 摩托车和轻便摩托车燃油箱安全性能要求和试验方法 | Safety property requirements and test methods for Motorcycle、moped fuel tank | GB 19482-2004 | GB 19482-2004 | 3.2.5,附录A | 3.2.5,附录A | [5 empty] | 20 | D571-373,D576-024
[10 empty] | 全地形车燃油箱安全性能要求和试验方法 | Safety property requirements and test method for fuel tanks of all-terrain vehicles | GB/T 24930-2010 | GB/T 24930-2010 | 3.6.5,附录A | 3.6.5,附录A | [5 empty] | 5 | D571-373,D576-024
[10 empty] | 对欧盟No 168/2013法规关于二轮/三轮/四轮车辆认结构和一般认证要求的补充法规 | Supplementing Regulation (EU) No 168/2013 of the European Parliament and of the Council with regard to the vehicle construction and general requirements for the approval of two- or three- wheel vehicles and quadricycles | (EU) No 44/2014 | (EU) No 44/2014 | [7 empty] | 2 | D571-373,D576-024
[5 empty] | 高温试验 | Resistance to high temperature |  | 031704 |  | 摩托车和轻便摩托车燃油箱安全性能要求和试验方法 | Safety property requirements and test methods for Motorcycle、moped fuel tank | GB 19482-2004 | GB 19482-2004 | 3.2.6 | 3.2.6 | [5 empty] | 10 | 572-002
[10 empty] | 全地形车燃油箱安全性能要求和试验方法 | Safety property requirements and test method for fuel tanks of all-terrain vehicles | GB/T 24930-2010 | GB/T 24930-2010 | 4.5.5 | 4.5.5 | [5 empty] | 5 | 572-002
[10 empty] | 对欧盟No 168/2013法规关于二轮/三轮/四轮车辆认结构和一般认证要求的补充法规 | Supplementing Regulation (EU) No 168/2013 of the European Parliament and of the Council with regard to the vehicle construction and general requirements for the approval of two- or three- wheel vehicles and quadricycles | (EU) No 44/2014 | (EU) No 44/2014 | [7 empty] | 2 | 572-002
[5 empty] | 金属燃油箱耐压试验 | Leakage test for metal tank |  | 031704 |  | 全地形车燃油箱安全性能要求和试验方法 | Safety property requirements and test method for fuel tanks of all-terrain vehicles | GB/T 24930-2010 | GB/T 24930-2010 | 4.4 | 4.4 | [5 empty] | 5 | 591-006
[5 empty] | 额定容量检查 | Capacity check |  | 031704 |  | 全地形车燃油箱安全性能要求和试验方法 | Safety property requirements and test method for fuel tanks of all-terrain vehicles | GB/T 24930-2010 | GB/T 24930-2010 | 3.1.2 | 3.1.2 | [5 empty] | 5
[5 empty] | 安全阀开启压力 | Opening pressure of safety valve |  | 031704 |  | 全地形车燃油箱安全性能要求和试验方法 | Safety property requirements and test method for fuel tanks of all-terrain vehicles | GB/T 24930-2010 | GB/T 24930-2010 | 3.1.4 | 3.1.4 | [5 empty] | 5 | 591-006
[5 empty] | 振动耐久 | Vibration durability |  | 031704 |  | 全地形车燃油箱安全性能要求和试验方法 | Safety property requirements and test method for fuel tanks of all-terrain vehicles | GB/T 24930-2010 | GB/T 24930-2010 | 4.3 | 4.3 | [5 empty] | 5 | 576-009
26 | 机动车喇叭 | horn for motor vehicles |  | N | 一般要求试验 | General requirements test |  | 013704 |  | 机动车用喇叭的性能要求及试验方法 | Performance requerements and test methods of horn for motor vehicles | GB15742-2001 | GB15742-2001 | 3 | 3 | [5 empty] | 100 | 578-025,578-026,D571-192,D574-076,D573-102,D573-095,D573-093
[5 empty] | 声压级试验 | Sound pressure level test |  | 013704 |  | 机动车用喇叭的性能要求及试验方法 | Performance requerements and test methods of horn for motor vehicles | GB15742-2001 | GB15742-2001 | 3 | 3 | [5 empty] | 100 | 578-025,578-026,D571-192,D574-076,D573-102,D573-095,D573-093,579-012
[10 empty] | 机动车运行安全技术条件 | Safety specifications for motor vehicles operating on roads | GB 7258-2017 | GB 7258-2017 | 8 | 8 | [5 empty] | 2 | 578-025,578-026,D571-192,D574-076,D573-102,D573-095,D573-093,579-012
[10 empty] | 二轮摩托车喇叭音量试验方法 | Method of acoustic test of horns for motor cycles | JIS D 1041-1987 | JIS D 1041-1987 | [7 empty] | 2 | 578-025,578-026,D571-192,D574-076,D573-102,D573-095,D573-093,579-012
[10 empty] | 关于批准声响报警装置和就声响信号方面批准机动车的统一规定 | Uniform provisions concerning the approval of audible warning devices and of motor vehicles with regard to their audible signals | ECE R 28 | ECE R 28 | [7 empty] | 10 | 578-025,578-026,D571-192,D574-076,D573-102,D573-095,D573-093,579-012
[10 empty] | 关于两轮或三轮摩托车喇叭 | On audible warning device for two -or three motor vehicles | 93/30/EEC | 93/30/EEC | [7 empty] | 10 | 578-025,578-026,D571-192,D574-076,D573-102,D573-095,D573-093,579-012
[5 empty] | 耐久性试验 | durability test |  | 013704 |  | 机动车用喇叭的性能要求及试验方法 | Performance requerements and test methods of horn for motor vehicles | GB15742-2001 | GB15742-2001 | 3 | 3 | [5 empty] | 100 | 579-011,578-025,578-026,579-012
26 | 燃油蒸发污染物控制系统（装置） | Control system of fuel evaporative pollutants |  | N | 初始工作能力 | initial working capacity |  | 031704 |  | 环境保护产品技术要求、汽油车燃油蒸发污染物控制系统（装置） | Technical reqrirement for environmental protection product Control system of fuel evaporative pollutants from vehicle with petrol Engine | HJ/T 390-2007 | HJ/T 390-2007 |  |  | 只用丁烷方法 | Accredited only for butane |  |  |  | 20 | 570-092
[10 empty] | 摩托车污染物排放限值及测量方法(中国第四阶段) | Limits and measurement methods for emissions from motorcycles(CHINA Ⅳ) | GB 14622-2016 | GB 14622-2016 | [7 empty] | 20 | 570-092
[10 empty] | 轻便摩托车污染物排放限值及测量方法（中国第四阶段） | Limits and measurement methods for emissions of pollutants from mopeds(CHINA Ⅳ) | GB 18176-2016 | GB 18176-2016 | [7 empty] | 20 | 570-092
26 | 车速里程表 | Speedometers for motorcycle |  | N | 基本误差试验 | Basic error test |  | 621105 |  | 汽车、摩托车用仪表 | Instrument for automobile andmotorcycle | QC/T727-2007 | QC/T727-2007 | [7 empty] | 2 | 573-215,573-216
[5 empty] | 转矩试验 | Torque test |  | 621105 |  | 汽车、摩托车用仪表 | Instrument for automobile andmotorcycle | QC/T727-2007 | QC/T727-2007 | [7 empty] | 2 | 573-215,573-216
[5 empty] | 指针响应时间 | Pointer response time |  | 621105 |  | 汽车、摩托车用仪表 | Instrument for automobile andmotorcycle | QC/T727-2007 | QC/T727-2007 | [7 empty] | 2 | 573-215,573-216
[5 empty] | 阻尼试验 | Damping test |  | 621105 |  | 汽车、摩托车用仪表 | Instrument for automobile andmotorcycle | QC/T727-2007 | QC/T727-2007 | [7 empty] | 2 | 573-215,573-216
[5 empty] | 过载试验 | Overload test |  | 621105 |  | 汽车、摩托车用仪表 | Instrument for automobile andmotorcycle | QC/T727-2007 | QC/T727-2007 | [7 empty] | 2 | 573-215,573-216
[5 empty] | 绝缘耐压性试验 | Insulation withstanding test |  | 621105 |  | 汽车、摩托车用仪表 | Instrument for automobile andmotorcycle | QC/T727-2007 | QC/T727-2007 | [7 empty] | 2 | D574-139,574-174
[5 empty] | 耐温度变化试验 | Resistant to change of temperature test |  | 621105 |  | 汽车、摩托车用仪表 | Instrument for automobile andmotorcycle | QC/T727-2007 | QC/T727-2007 | [7 empty] | 2 | 572-029
[5 empty] | 温度影响试验 | Temperature impact test |  | 621105 |  | 汽车、摩托车用仪表 | Instrument for automobile andmotorcycle | QC/T727-2007 | QC/T727-2007 | [7 empty] | 2 | 572-029
[5 empty] | 耐温度、湿度循环变化试验 | Resistance to temperature, humidity cycling test |  | 621105 |  | 汽车、摩托车用仪表 | Instrument for automobile andmotorcycle | QC/T727-2007 | QC/T727-2007 | [7 empty] | 2 | 572-029
[5 empty] | 电压影响试验 | Voltage Influence test |  | 621105 |  | 汽车、摩托车用仪表 | Instrument for automobile andmotorcycle | QC/T727-2007 | QC/T727-2007 | [7 empty] | 2 | D574-108
[5 empty] | 电源反向连接试验 | Power reverse connection test |  | 621105 |  | 汽车、摩托车用仪表 | Instrument for automobile andmotorcycle | QC/T727-2007 | QC/T727-2007 | [7 empty] | 2 | D574-108
[5 empty] | 电源过电压试验 | Power over-supply test |  | 621105 |  | 汽车、摩托车用仪表 | Instrument for automobile andmotorcycle | QC/T727-2007 | QC/T727-2007 | [7 empty] | 2 | D574-108
[5 empty] | 电压干扰试验 | Voltage interference test |  | 621105 |  | 汽车、摩托车用仪表 | Instrument for automobile andmotorcycle | QC/T727-2007 | QC/T727-2007 | [7 empty] | 2 | D574-108
[5 empty] | 电磁抗扰性试验 | The electromagnetic interference resistance test |  | 121209,121211 |  | 汽车、摩托车用仪表 | Instrument for automobile andmotorcycle | QC/T727-2007 | QC/T727-2007 | [7 empty] | 2 | 574-122-01,574-122-02,574-122-04,574-122-03,574-122-05,574-388,574-389,574-390,574-391,574-392,574-393,574-394,574-395,574-396,574-397,574-120,574-191,573-262,574-190-01,574-198-01,574-124-01,574-124-04,574-124-06,574-124-08,574-198-02,574-217-01,574-192-04,574-192-05,574-218-01,574-124-07,574-124-05,574-124-09,574-218-02,574-350-03,574-350-04,574-350-05,574-124-10,574-124-12,574-124-11,574-132,574-192-03,574-192-02,574-198-09,574-198-10,574-192-01,574-190-03,574-141-01,574-192-07,574-192-08,574-192-09,574-192-10,574-190-02,574-351-05,574-351-06,574-351-07,574-351-08,574-351-09,574-351-10,574-351-11,574-198-03,574-124-02,574-124-03,574-198-05,574-198-07,574-198-06,574-198-08,574-190-05,574-190-06,574-190-07,574-190-08,574-351-03,574-351-04,574-140,574-090,574-095,574-138,574-139,574-184,574-183,574-216,574-215,574-322,574-351-02
[5 empty] | 耐振动试验 | Vibration test |  | 621105 |  | 汽车、摩托车用仪表 | Instrument for automobile andmotorcycle | QC/T727-2007 | QC/T727-2007 | [7 empty] | 2 | 576-009
[5 empty] | 耐久性试验 | Durability test |  | 621105 |  | 汽车、摩托车用仪表 | Instrument for automobile andmotorcycle | QC/T727-2007 | QC/T727-2007 | [7 empty] | 2 | 573-216
[5 empty] | 防尘试验 | Dust test |  | 621105 |  | 汽车、摩托车用仪表 | Instrument for automobile andmotorcycle | QC/T727-2007 | QC/T727-2007 | [7 empty] | 2 | D576-021
[5 empty] | 防水试验 | Waterproof test |  | 621105 |  | 汽车、摩托车用仪表 | Instrument for automobile andmotorcycle | QC/T727-2007 | QC/T727-2007 | [7 empty] | 2 | D576-021
[5 empty] | 耐盐雾试验 | Salt spray test |  | 621105 |  | 汽车、摩托车用仪表 | Instrument for automobile andmotorcycle | QC/T727-2007 | QC/T727-2007 | [7 empty] | 2 | 570-062
26 | 车轮 | Wheel |  | N | 材料、力学性能试验 | Material mechanical performance test |  | 031704 |  | 摩托车和轻便摩托车轻合金车轮 | light-alloy wheels for motorcycles and mopeds | GB/T 22435-2008 | GB/T 22435-2008 | [7 empty] | 2 | 573-107,573-095
[10 empty] | 摩托车和轻便摩托车辐条式车轮 | Spoke-wheels of motorcycles and mopeds | QT/T818-2009 | QT/T818-2009 | [7 empty] | 2 | 573-107,573-095
[5 empty] | 尺寸参数与公差测量 | Measurement of dimension parameters |  | 031704 |  | 摩托车和轻便摩托车轻合金车轮 | light-alloy wheels for motorcycles and mopeds | GB/T 22435-2008 | GB/T 22435-2008 | [7 empty] | 2 | D571-205,D571-373,D571-419
[10 empty] | 摩托车和轻便摩托车辐条式车轮 | Spoke-wheels of motorcycles and mopeds | QT/T818-2009 | QT/T818-2009 | [7 empty] | 2 | D571-205,D571-373,D571-419
[5 empty] | 装配质量、跳动量测量 | Assembly quality&run-out chcek-up |  | 031704 |  | 摩托车和轻便摩托车轻合金车轮 | light-alloy wheels for motorcycles and mopeds | GB/T 22435-2008 | GB/T 22435-2008 | [7 empty] | 2 | D571-205,D571-373,D571-419
[10 empty] | 摩托车和轻便摩托车辐条式车轮 | Spoke-wheels of motorcycles and mopeds | QT/T818-2009 | QT/T818-2009 | [7 empty] | 2 | D571-205,D571-373,D571-419
[5 empty] | 表面处理 | Surface treatment |  | 031704 |  | 摩托车和轻便摩托车轻合金车轮 | light-alloy wheels for motorcycles and mopeds | GB/T 22435-2008 | GB/T 22435-2008 | [7 empty] | 2
[10 empty] | 摩托车和轻便摩托车辐条式车轮 | Spoke-wheels of motorcycles and mopeds | QT/T818-2009 | QT/T818-2009 | [7 empty] | 2
[5 empty] | 旋转弯曲疲劳试验 | Rotating bending fatigue test |  | 031704 |  | 摩托车和轻便摩托车轻合金车轮 | light-alloy wheels for motorcycles and mopeds | GB/T 22435-2008 | GB/T 22435-2008 | [7 empty] | 2 | 573-228
[10 empty] | 摩托车—轻合金车轮—试验方法 | Motorcycles - Light-alloy wheels - Test method | ISO 8644-2006 | ISO 8644-2006 | [7 empty] | 2 | 573-228
[10 empty] | 轻便摩托车—轻合金车轮—试验方法 | Mopeds - Light-alloy wheels - Test method | ISO 8645-1998 | ISO 8645-1998 | [7 empty] | 2 | 573-228
[10 empty] | 摩托车轻合金车轮 | Motorcycles - Light-alloy wheels | JASO T203-85 | JASO T203-85 | [7 empty] | 2 | 573-228
[5 empty] | 径向载荷疲劳试验 | Radial load fatigue test |  | 031704 |  | 摩托车和轻便摩托车轻合金车轮 | light-alloy wheels for motorcycles and mopeds | GB/T 22435-2008 | GB/T 22435-2008 | [7 empty] | 2 | 573-230
[10 empty] | 摩托车—轻合金车轮—试验方法 | Motorcycles - Light-alloy wheels - Test method | ISO 8644-2006 | ISO 8644-2006 | [7 empty] | 2 | 573-230
[10 empty] | 轻便摩托车—轻合金车轮—试验方法 | Mopeds - Light-alloy wheels - Test method | ISO 8645-1998 | ISO 8645-1998 | [7 empty] | 2 | 573-230
[10 empty] | 摩托车轻合金车轮 | Motorcycles - Light-alloy wheels | JASO T203-85 | JASO T203-85 | [7 empty] | 2 | 573-230
[10 empty] | 摩托车和轻便摩托车辐条式车轮 | Spoke-wheels of motorcycles and mopeds | QT/T818-2009 | QT/T818-2009 | [7 empty] | 2 | 573-230
[5 empty] | 径向冲击试验 | The radial impact test |  | 031704 |  | 摩托车和轻便摩托车轻合金车轮 | light-alloy wheels for motorcycles and mopeds | GB/T 22435-2008 | GB/T 22435-2008 | [7 empty] | 2 | 573-231
[10 empty] | 摩托车—轻合金车轮—试验方法 | Motorcycles - Light-alloy wheels - Test method | ISO 8644-2006 | ISO 8644-2006 | [7 empty] | 2 | 573-231
[10 empty] | 轻便摩托车—轻合金车轮—试验方法 | Mopeds - Light-alloy wheels - Test method | ISO 8645-1998 | ISO 8645-1998 | [7 empty] | 2 | 573-231
[10 empty] | 摩托车轻合金车轮 | Motorcycles - Light-alloy wheels | JASO T203-85 | JASO T203-85 | [7 empty] | 2 | 573-231
[10 empty] | 摩托车和轻便摩托车辐条式车轮 | Spoke-wheels of motorcycles and mopeds | QT/T818-2009 | QT/T818-2009 | [7 empty] | 2 | 573-231
[5 empty] | 扭转疲劳试验 | Torsional fatigue test |  | 031704 |  | 摩托车和轻便摩托车轻合金车轮 | light-alloy wheels for motorcycles and mopeds | GB/T 22435-2008 | GB/T 22435-2008 | [7 empty] | 2 | 573-229
[10 empty] | 摩托车—轻合金车轮—试验方法 | Motorcycles - Light-alloy wheels - Test method | ISO 8644-2006 | ISO 8644-2006 | [7 empty] | 2 | 573-229
[10 empty] | 轻便摩托车—轻合金车轮—试验方法 | Mopeds - Light-alloy wheels - Test method | ISO 8645-1998 | ISO 8645-1998 | [7 empty] | 2 | 573-229
[10 empty] | 摩托车轻合金车轮 | Motorcycles - Light-alloy wheels | JASO T203-85 | JASO T203-85 | [7 empty] | 2 | 573-229
[10 empty] | 摩托车和轻便摩托车辐条式车轮 | Spoke-wheels of motorcycles and mopeds | QT/T818-2009 | QT/T818-2009 | [7 empty] | 2 | 573-229
[5 empty] | 静负荷性能试验 | Static load test |  | 031704 |  | 摩托车和轻便摩托车轻合金车轮 | light-alloy wheels for motorcycles and mopeds | GB/T 22435-2008 | GB/T 22435-2008 | [7 empty] | 2 | 573-231
[5 empty] | 气密性试验 | air-tight test |  | 031704 |  | 摩托车和轻便摩托车轻合金车轮 | light-alloy wheels for motorcycles and mopeds | GB/T 22435-2008 | GB/T 22435-2008 | [7 empty] | 2 | 573-232
[10 empty] | 摩托车—轻合金车轮—试验方法 | Motorcycles - Light-alloy wheels - Test method | ISO 8644-2006 | ISO 8644-2006 | [7 empty] | 2 | 573-232
[10 empty] | 轻便摩托车—轻合金车轮—试验方法 | Mopeds - Light-alloy wheels - Test method | ISO 8645-1998 | ISO 8645-1998 | [7 empty] | 2 | 573-232
[10 empty] | 摩托车轻合金车轮 | Motorcycles - Light-alloy wheels | JASO T203-85 | JASO T203-85 | [7 empty] | 2 | 573-232
[10 empty] | 摩托车和轻便摩托车辐条式车轮 | Spoke-wheels of motorcycles and mopeds | QT/T818-2009 | QT/T818-2009 | [7 empty] | 2 | 573-232
[5 empty] | 车轮动不平衡量测试 | Measurement of dynamic unbalance of wheel |  | 031704 |  | 摩托车和轻便摩托车轻合金车轮 | light-alloy wheels for motorcycles and mopeds | GB/T 22435-2008 | GB/T 22435-2008 | [7 empty] | 2
[5 empty] | 轮毂辐条孔极限拉力 | The wheel spokes hole limit strain |  | 031704 |  | 摩托车和轻便摩托车辐条式车轮 | Spoke-wheels of motorcycles and mopeds | QT/T818-2009 | QT/T818-2009 | [7 empty] | 2 | 573-107
[5 empty] | 辐条和条母组件的极限拉力及条母的拧紧力矩 | The spokes and a female component ultimate tension and a mother of tightening torque |  | 031704 |  | 摩托车和轻便摩托车辐条式车轮 | Spoke-wheels of motorcycles and mopeds | QT/T818-2009 | QT/T818-2009 | [7 empty] | 2 | 573-107
26 | 轮辋 | Rim |  | N | 材料检验 | Material inspection |  | 031704 |  | 摩托车和轻便摩托车轮辋 | Technology conditions of motorcycle rim | QC/T71-2009 | QC/T71-2009 | [7 empty] | 1 | 573-107,573-095
[5 empty] | 尺寸及公差检查 | Geometric dimensioning and tolerancing check |  | 031704 |  | 摩托车和轻便摩托车轮辋 | Technology conditions of motorcycle rim | QC/T71-2009 | QC/T71-2009 | [7 empty] | 1 | D571-205,D571-373
[10 empty] | 二轮摩托车用轮辋 | Rims of two wheel motorcycle | JIS D4215-1995 | JIS D4215-1995 | [7 empty] | 1 | D571-205,D571-373
[5 empty] | 条母孔检查 | Mother bore check |  | 031704 |  | 摩托车和轻便摩托车轮辋 | Technology conditions of motorcycle rim | QC/T71-2009 | QC/T71-2009 | [7 empty] | 1 | D571-205,D571-373
[5 empty] | 气门嘴孔检查 | Valve hole inspection |  | 031704 |  | 摩托车和轻便摩托车轮辋 | Technology conditions of motorcycle rim | QC/T71-2009 | QC/T71-2009 | [7 empty] | 1 | D571-205,D571-373
[5 empty] | 表面处理层检查 | Surface treatment layer check |  | 031704 |  | 摩托车和轻便摩托车轮辋 | Technology conditions of motorcycle rim | QC/T71-2009 | QC/T71-2009 | [7 empty] | 1
[10 empty] | 二轮摩托车用轮辋 | Rims of two wheel motorcycle | JIS D4215-1995 | JIS D4215-1995 | [7 empty] | 1
[5 empty] | 径向强度检验 | Radial strength test |  | 031704 |  | 摩托车和轻便摩托车轮辋 | Technology conditions of motorcycle rim | QC/T71-2009 | QC/T71-2009 | [7 empty] | 1 | 573-231
[10 empty] | 二轮摩托车用轮辋 | Rims of two wheel motorcycle | JIS D4215-1995 | JIS D4215-1995 | [7 empty] | 1 | 573-231
26 | 制动器 | Brake |  | N | 制动主缸低压气密性 | Brake master cylinder low pressure air tightness |  | 031704 |  | 摩托车和轻便摩托车制动器技术条件 | Specifications of brakes for motorcycles and mopeds | QC/T 655-2005 | QC/T 655-2005 |  |  | 不做高温试验 | Except for high tempera-ture test |  |  |  | 1 | 591-006
[5 empty] | 制动主缸高压密封性 | Brake master cylinder of high pressure sealing |  | 031704 |  | 摩托车和轻便摩托车制动器技术条件 | Specifications of brakes for motorcycles and mopeds | QC/T 655-2005 | QC/T 655-2005 |  |  | 不做高温试验 | Except for high tempera-ture test |  |  |  | 1 | 591-006
[5 empty] | 制动主缸真空密封性 | Brake master cylinder vacuum sealing |  | 031704 |  | 摩托车和轻便摩托车制动器技术条件 | Specifications of brakes for motorcycles and mopeds | QC/T 655-2005 | QC/T 655-2005 |  |  | 不做高温试验 | Except for high tempera-ture test |  |  |  | 1 | 591-006
[5 empty] | 制动主缸活塞无效行程 | Brake master cylinder piston is invalid |  | 031704 |  | 摩托车和轻便摩托车制动器技术条件 | Specifications of brakes for motorcycles and mopeds | QC/T 655-2005 | QC/T 655-2005 |  |  | 不做高温试验 | Except for high tempera-ture test |  |  |  | 1 | D571-373
[5 empty] | 制动主缸油池密封垫跟随性 | Brake master cylinder seal oil pool after sex |  | 031704 |  | 摩托车和轻便摩托车制动器技术条件 | Specifications of brakes for motorcycles and mopeds | QC/T 655-2005 | QC/T 655-2005 |  |  | 不做高温试验 | Except for high tempera-ture test |  |  |  | 1 | D571-373
[5 empty] | 制动主缸耐压强度 | Brake master cylinder compressive strength |  | 031704 |  | 摩托车和轻便摩托车制动器技术条件 | Specifications of brakes for motorcycles and mopeds | QC/T 655-2005 | QC/T 655-2005 |  |  | 不做高温试验 | Except for high tempera-ture test |  |  |  | 1 | 573-585
[5 empty] | 制动主缸后视镜座强度 | Brake master cylinder rearview mirror strength |  | 031704 |  | 摩托车和轻便摩托车制动器技术条件 | Specifications of brakes for motorcycles and mopeds | QC/T 655-2005 | QC/T 655-2005 |  |  | 不做高温试验 | Except for high tempera-ture test |  |  |  | 1 | 573-585
[5 empty] | 制动主缸振动耐久性 | Brake master cylinder vibration durability |  | 031704 |  | 摩托车和轻便摩托车制动器技术条件 | Specifications of brakes for motorcycles and mopeds | QC/T 655-2005 | QC/T 655-2005 |  |  | 不做高温试验 | Except for high tempera-ture test |  |  |  | 1 | 576-009
[5 empty] | 制动钳低压气密性 | Brake pliers low-pressure air tightness |  | 031704 |  | 摩托车和轻便摩托车制动器技术条件 | Specifications of brakes for motorcycles and mopeds | QC/T 655-2005 | QC/T 655-2005 |  |  | 不做高温试验 | Except for high tempera-ture test |  |  |  | 1 | 591-006
[5 empty] | 制动钳高压密封性 | The brake clamp high-pressure sealing |  | 031704 |  | 摩托车和轻便摩托车制动器技术条件 | Specifications of brakes for motorcycles and mopeds | QC/T 655-2005 | QC/T 655-2005 |  |  | 不做高温试验 | Except for high tempera-ture test |  |  |  | 1 | 591-006
[5 empty] | 制动钳滑动阻力 | The brake clamp sliding resistance |  | 031704 |  | 摩托车和轻便摩托车制动器技术条件 | Specifications of brakes for motorcycles and mopeds | QC/T 655-2005 | QC/T 655-2005 |  |  | 不做高温试验 | Except for high tempera-ture test |  |  |  | 1 | 573-585
[5 empty] | 制动钳拖滞扭矩 | Drag hysteresis torque braking pliers |  | 031704 |  | 摩托车和轻便摩托车制动器技术条件 | Specifications of brakes for motorcycles and mopeds | QC/T 655-2005 | QC/T 655-2005 |  |  | 不做高温试验 | Except for high tempera-ture test |  |  |  | 1 | 573-585
[5 empty] | 制动钳液压刚性 | Brake pliers hydraulic rigidity |  | 031704 |  | 摩托车和轻便摩托车制动器技术条件 | Specifications of brakes for motorcycles and mopeds | QC/T 655-2005 | QC/T 655-2005 |  |  | 不做高温试验 | Except for high tempera-ture test |  |  |  | 1 | 573-585
[5 empty] | 制动钳耐压强度 | The brake clamp compressive strength |  | 031704 |  | 摩托车和轻便摩托车制动器技术条件 | Specifications of brakes for motorcycles and mopeds | QC/T 655-2005 | QC/T 655-2005 |  |  | 不做高温试验 | Except for high tempera-ture test |  |  |  | 1 | 573-585
[5 empty] | 制动钳扭转疲劳强度 | The brake caliper torsion fatigue strength |  | 031704 |  | 摩托车和轻便摩托车制动器技术条件 | Specifications of brakes for motorcycles and mopeds | QC/T 655-2005 | QC/T 655-2005 |  |  | 不做高温试验 | Except for high tempera-ture test |  |  |  | 1 | 591-008
[5 empty] | 制动钳振动耐久性 | Brake pliers vibration durability |  | 031704 |  | 摩托车和轻便摩托车制动器技术条件 | Specifications of brakes for motorcycles and mopeds | QC/T 655-2005 | QC/T 655-2005 |  |  | 不做高温试验 | Except for high tempera-ture test |  |  |  | 1 | 576-009
[5 empty] | 总成密封性 | Assembly sealing |  | 031704 |  | 摩托车和轻便摩托车制动器技术条件 | Specifications of brakes for motorcycles and mopeds | QC/T 655-2005 | QC/T 655-2005 |  |  | 不做高温试验 | Except for high tempera-ture test |  |  |  | 1 | 591-006
[5 empty] | 总成常温动作耐久 | Assembly room temperature endurance |  | 031704 |  | 摩托车和轻便摩托车制动器技术条件 | Specifications of brakes for motorcycles and mopeds | QC/T 655-2005 | QC/T 655-2005 |  |  | 不做高温试验 | Except for high tempera-ture test |  |  |  | 1 | 591-008
[5 empty] | 总成高温动作耐久 | Assembly of high temperature endurance |  | 031704 |  | 摩托车和轻便摩托车制动器技术条件 | Specifications of brakes for motorcycles and mopeds | QC/T 655-2005 | QC/T 655-2005 |  |  | 不做高温试验 | Except for high tempera-ture test |  |  |  | 1 | 591-008
[5 empty] | 总成低温动作耐久 | Assembly movement endurance at low temperature |  | 031704 |  | 摩托车和轻便摩托车制动器技术条件 | Specifications of brakes for motorcycles and mopeds | QC/T 655-2005 | QC/T 655-2005 |  |  | 不做高温试验 | Except for high tempera-ture test |  |  |  | 1 | 591-008
[5 empty] | 总成制动性能 | Assembly braking performance |  | 031704 |  | 摩托车和轻便摩托车制动器技术条件 | Specifications of brakes for motorcycles and mopeds | QC/T 655-2005 | QC/T 655-2005 |  |  | 不做高温试验 | Except for high tempera-ture test |  |  |  | 1 | 591-008
[5 empty] | 制动鼓盖强度 | The intensity of brake drum cover |  | 031704 |  | 摩托车和轻便摩托车制动器技术条件 | Specifications of brakes for motorcycles and mopeds | QC/T 655-2005 | QC/T 655-2005 |  |  | 不做高温试验 | Except for high tempera-ture test |  |  |  | 1 | 573-107
[5 empty] | 制动蹄蹄块强度 | Brake shoe block intensity |  | 031704 |  | 摩托车和轻便摩托车制动器技术条件 | Specifications of brakes for motorcycles and mopeds | QC/T 655-2005 | QC/T 655-2005 |  |  | 不做高温试验 | Except for high tempera-ture test |  |  |  | 1 | 573-107
[5 empty] | 制动蹄粘接剪切强度 | Brake shoe adhesive shearing strength |  | 031704 |  | 摩托车和轻便摩托车制动器技术条件 | Specifications of brakes for motorcycles and mopeds | QC/T 655-2005 | QC/T 655-2005 |  |  | 不做高温试验 | Except for high tempera-ture test |  |  |  | 1 | 573-107
[5 empty] | 制动片摩擦性能 | Brake friction performance |  | 031704 |  | 摩托车和轻便摩托车制动器技术条件 | Specifications of brakes for motorcycles and mopeds | QC/T 655-2005 | QC/T 655-2005 |  |  | 不做高温试验 | Except for high tempera-ture test |  |  |  | 1 | 591-008
[5 empty] | 试验前检查 | Before the test to check |  | 031704 |  | 摩托车和轻便摩托车制动器台架试验方法 | Test methods of braking devices for motorcycles and mopeds | QC/T 654-2005 | QC/T 654-2005 |  |  | 不做高温试验 | Except for high tempera-ture test |  |  |  | 1 | 591-008
[5 empty] | 磨合前制动效能 | Before running in braking performance |  | 031704 |  | 摩托车和轻便摩托车制动器台架试验方法 | Test methods of braking devices for motorcycles and mopeds | QC/T 654-2005 | QC/T 654-2005 |  |  | 不做高温试验 | Except for high tempera-ture test |  |  |  | 1 | 591-008
[5 empty] | 磨合 | Running in |  | 031704 |  | 摩托车和轻便摩托车制动器台架试验方法 | Test methods of braking devices for motorcycles and mopeds | QC/T 654-2005 | QC/T 654-2005 |  |  | 不做高温试验 | Except for high tempera-ture test |  |  |  | 1 | 591-008
[5 empty] | 磨合后制动效能 | After running-in brake efficiency |  | 031704 |  | 摩托车和轻便摩托车制动器台架试验方法 | Test methods of braking devices for motorcycles and mopeds | QC/T 654-2005 | QC/T 654-2005 |  |  | 不做高温试验 | Except for high tempera-ture test |  |  |  | 1 | 591-008
[5 empty] | 热恢复基准 | Heat recovery benchmark |  | 031704 |  | 摩托车和轻便摩托车制动器台架试验方法 | Test methods of braking devices for motorcycles and mopeds | QC/T 654-2005 | QC/T 654-2005 |  |  | 不做高温试验 | Except for high tempera-ture test |  |  |  | 1 | 591-008
[5 empty] | 热衰退 | Hot recession |  | 031704 |  | 摩托车和轻便摩托车制动器台架试验方法 | Test methods of braking devices for motorcycles and mopeds | QC/T 654-2005 | QC/T 654-2005 |  |  | 不做高温试验 | Except for high tempera-ture test |  |  |  | 1 | 591-008
[5 empty] | 热恢复 | Heat recovery |  | 031704 |  | 摩托车和轻便摩托车制动器台架试验方法 | Test methods of braking devices for motorcycles and mopeds | QC/T 654-2005 | QC/T 654-2005 |  |  | 不做高温试验 | Except for high tempera-ture test |  |  |  | 1 | 591-008
[5 empty] | 最终制动效能 | Final braking effectiveness |  | 031704 |  | 摩托车和轻便摩托车制动器台架试验方法 | Test methods of braking devices for motorcycles and mopeds | QC/T 654-2005 | QC/T 654-2005 |  |  | 不做高温试验 | Except for high tempera-ture test |  |  |  | 1 | 591-008
[5 empty] | 水恢复基准 | Water recovery benchmark |  | 031704 |  | 摩托车和轻便摩托车制动器台架试验方法 | Test methods of braking devices for motorcycles and mopeds | QC/T 654-2005 | QC/T 654-2005 |  |  | 不做高温试验 | Except for high tempera-ture test |  |  |  | 1 | 591-008
[5 empty] | 水衰退 | Water recession |  | 031704 |  | 摩托车和轻便摩托车制动器台架试验方法 | Test methods of braking devices for motorcycles and mopeds | QC/T 654-2005 | QC/T 654-2005 |  |  | 不做高温试验 | Except for high tempera-ture test |  |  |  | 1 | 591-008
[5 empty] | 水恢复 | Water recovery |  | 031704 |  | 摩托车和轻便摩托车制动器台架试验方法 | Test methods of braking devices for motorcycles and mopeds | QC/T 654-2005 | QC/T 654-2005 |  |  | 不做高温试验 | Except for high tempera-ture test |  |  |  | 1 | 591-008
26 | 制动手柄 | Brake handle |  | N | 强度 | Strength |  | 031704 |  | 摩托车和轻便摩托车制动手柄强度要求及试验方法 | strength requirements and test methods for brake handle of motorcycles and mopeds | QC/T232-2009 | QC/T232-2009 | [7 empty] | 2 | 573-107
[10 empty] | 摩托车制动杆强度和要求试验规程 | Test method and performance requirment for static strength of brake lever motorcycles | JASO T202-1977 | JASO T202-1977 | [7 empty] | 2 | 573-107
26 | 制动踏板 | Brake pedal |  | N | 静强度试验 | The static strength test |  | 031704 |  | 摩托车制动踏板静强度试验方法及性能要求 | Performance and measurement method for static intensity of motorcycles and mopeds | QC/T 233-2014 | QC/T 233-2014 | [7 empty] | 2 | 573-107
[10 empty] | 摩托车制动踏板强度和要求试验规程 | method and performance requirements for static strength of brake pedal of motorcycles | JASO T201-1977 | JASO T201-1977 | [7 empty] | 2 | 573-107
26 | 制动蹄总成 | Brake shoe assembly |  | N | 基本要求 | General requirements |  | 031704 |  | 摩托车和轻便摩托车制动蹄组件和制动衬组件 | Specification of brake shoes assembly and brake lining assembly for motorcycles and mopeds | QC/T 226-2014 | QC/T 226-2014 | [7 empty] | 2 | D571-362,D571-074
[5 empty] | 材料 | Material |  | 031704 |  | 摩托车和轻便摩托车制动蹄组件和制动衬组件 | Specification of brake shoes assembly and brake lining assembly for motorcycles and mopeds | QC/T 226-2014 | QC/T 226-2014 | [7 empty] | 2
[5 empty] | 表面质量 | Surface quality |  | 031704 |  | 摩托车和轻便摩托车制动蹄组件和制动衬组件 | Specification of brake shoes assembly and brake lining assembly for motorcycles and mopeds | QC/T 226-2014 | QC/T 226-2014 | [7 empty] | 2 | D571-362,D571-074
[5 empty] | 摩擦性能 | friction perfamance |  | 031704 |  | 摩托车和轻便摩托车制动蹄组件和制动衬组件 | Specification of brake shoes assembly and brake lining assembly for motorcycles and mopeds | QC/T 226-2014 | QC/T 226-2014 | [7 empty] | 2 | 573-210,D571-047
[10 empty] | 摩托车和轻便摩托车制动片摩擦性能试验方法 | Test methods of the friction perfamance of brake lining for motorcycles and mopeds | QC/T 227.1-2009 | QC/T 227.1-2009 | [7 empty] | 2 | 573-210,D571-047
[5 empty] | 粘结要求 | Adhesive bonding shearing strength |  | 031704 |  | 摩托车和轻便摩托车制动蹄组件和制动衬组件 | Specification of brake shoes assembly and brake lining assembly for motorcycles and mopeds | QC/T 226-2014 | QC/T 226-2014 | [7 empty] | 2 | D571-362,D571-074
[5 empty] | 强度 | Strength |  | 031704 |  | 摩托车和轻便摩托车制动蹄组件和制动衬组件 | Specification of brake shoes assembly and brake lining assembly for motorcycles and mopeds | QC/T 226-2014 | QC/T 226-2014 | [7 empty] | 2 | 573-312
[10 empty] | 摩托车和轻便摩托车制动片粘结剪切强度试验方法 | Test methods of the adhesive bonding shearing strength of brake lining for motorcycles and mopeds | QC/T 227.2-2009 | QC/T 227.2-2009 | [7 empty] | 2 | 573-312
26 | 车用空气滤清器 | Air filter for vehicle |  | N | 一般技术要求 | General technical requirements |  | 031704 |  | 摩托车和轻便摩托车空气滤清器技术条件与试验方法 | Specifications and test methods of air filters for motorcycles and scooters | QC/T 793-2007 | QC/T 793-2007 | [7 empty] | 50
[5 empty] | 原始进气阻力 | Initial admission resistance |  | 031704 |  | 摩托车和轻便摩托车空气滤清器技术条件与试验方法 | Specifications and test methods of air filters for motorcycles and scooters | QC/T 793-2007 | QC/T 793-2007 | [7 empty] | 50 | 579-054
[5 empty] | 空气流动阻力 | Air flow resistance |  | 031704 |  | 汽车空气滤清器试验方法 | Test methods of air cleaners for automobiles | JIS D1612-1989 | JIS D1612-1989 | [7 empty] | 2 | 579-054
[5 empty] | 原始进气阻力/压力损失 | Initial air flow restriction/pressure loss |  | 031704 |  | 汽车用空气滤清器试验方法 | Test methods of air cleaners for automobiles | QC/T 32-2006 | QC/T 32-2006 | [7 empty] | 10 | 579-054
[5 empty] | 阻力/压力降 | restriction/differential pressure |  | 031704 |  | 内燃机和空压机空气滤清器——性能试验 | Inler air cleaning equipment for internal combustion engines and compressors-Performance testing | ISO 5011-2014 | ISO 5011-2014 | [7 empty] | 2 | 579-054
[5 empty] | 总成原始阻力/压力降 | assembly Initial restriction/pressure loss |  | 031704 |  | 内燃机 空气滤清器 第5部分： 性能试验方法 | Internal combustion engines-Air cleaner assmeblies-Part 5 Performances testing | JB/T 9755.5-2013 | JB/T 9755.5-2013 | [7 empty] | 2 | 579-054
[5 empty] | 滤清效率 | Filter efficiency |  | 031704 |  | 摩托车和轻便摩托车空气滤清器技术条件与试验方法 | Specifications and test methods of air filters for motorcycles and scooters | QC/T 793-2007 | QC/T 793-2007 | [7 empty] | 50 | 579-054,D573-110,796-006
[5 empty] | 效率 | efficiency |  |  |  | 内燃机和空压机空气滤清器——性能试验 | Inter air cleaning equipment for internal combustion engines and compressors-Performance testing | ISO 5011-2014 | ISO 5011-2014 | [7 empty] | 2 | 579-054,D573-110,796-006
[5 empty] | 效率 | efficiency |  | 031704 |  | 汽车空气滤清器试验方法 | Test methods of air cleaners for automobiles | JIS D1612-1989 | JIS D1612-1989 | [7 empty] | 2 | 579-054,D573-110,796-006
[5 empty] | 总成原始滤清效率/全寿命滤清效率 | assembly Initial filtration efficiency/full life filtration efficiency |  | 031704 |  | 汽车用空气滤清器试验方法 | Test methods of air cleaners for automobiles | QC/T 32-2006 | QC/T 32-2006 | [7 empty] | 10 | 579-054,D573-110,796-006
[5 empty] | 总成原始滤清效率/全寿命滤清效率 | assembly Initial efficiency/full life efficiency |  | 031704 |  | 内燃机 空气滤清器 第5部分： 性能试验方法 | Internal combustion engines-Air cleaner assmeblies-Part 5 Performances testing | JB/T 9755.5-2013 | JB/T 9755.5-2013 | [7 empty] | 2 | 579-054,D573-110,796-006
[5 empty] | 清洁度 | Cleanliness |  | 031704 |  | 摩托车和轻便摩托车空气滤清器技术条件与试验方法 | Specifications and test methods of air filters for motorcycles and scooters | QC/T 793-2007 | QC/T 793-2007 | [7 empty] | 50 | 573-034
[10 empty] | 内燃机 空气滤清器 第5部分： 性能试验方法 | Internal combustion engines-Air cleaner assmeblies-Part 5 Performances testing | JB/T 9755.5-2013 | JB/T 9755.5-2013 | [7 empty] | 2 | 573-034
[5 empty] | 密封性 | leak test |  | 031704 |  | 汽车空气滤清器试验方法 | Test methods of air cleaners for automobiles | JIS D1612-1989 | JIS D1612-1989 | [7 empty] | 2 | 579-054,D573-110,796-006
[5 empty] | 密封性 | Sealing property |  | 031704 |  | 摩托车和轻便摩托车空气滤清器技术条件与试验方法 | Specifications and test methods of air filters for motorcycles and scooters | QC/T 793-2007 | QC/T 793-2007 | [7 empty] | 50 | 579-054,D573-110,796-006
[10 empty] | 汽车用空气滤清器试验方法 | Test methods of air cleaners for automobiles | QC/T 32-2006 | QC/T 32-2006 | [7 empty] | 10 | 579-054,D573-110,796-006
[10 empty] | 内燃机 空气滤清器 第5部分： 性能试验方法 | Internal combustion engines-Air cleaner assmeblies-Part 5 Performances testing | JB/T 9755.5-2013 | JB/T 9755.5-2013 | [7 empty] | 2 | 579-054,D573-110,796-006
[5 empty] | 振动 | Vibration |  | 031704 |  | 摩托车和轻便摩托车空气滤清器技术条件与试验方法 | Specifications and test methods of air filters for motorcycles and scooters | QC/T 793-2007 | QC/T 793-2007 | [7 empty] | 50 | 576-009
[10 empty] | 汽车用空气滤清器试验方法 | Test methods of air cleaners for automobiles | QC/T 32-2006 | QC/T 32-2006 | [7 empty] | 10 | 576-009
[5 empty] | 储灰能力 | dust holding capacity |  | 031704 |  | 摩托车和轻便摩托车空气滤清器技术条件与试验方法 | Specifications and test methods of air filters for motorcycles and scooters | QC/T 793-2007 | QC/T 793-2007 | [7 empty] | 50 | 579-054,D573-110,796-006
[10 empty] | 汽车空气滤清器试验方法 | Test methods of air cleaners for automobiles | JIS D1612-1989 | JIS D1612-1989 | [7 empty] | 2 | 579-054,D573-110,796-006
[10 empty] | 汽车用空气滤清器试验方法 | Test methods of air cleaners for automobiles | QC/T 32-2006 | QC/T 32-2006 | [7 empty] | 2 | 579-054,D573-110,796-006
[10 empty] | 内燃机和空压机空气滤清器——性能试验 | Inler air cleaning equipment for internal combustion engines and compressors-Performance testing | ISO 5011-2014 | ISO 5011-2014 | [7 empty] | 2 | 579-054,D573-110,796-006
[10 empty] | 内燃机 空气滤清器 第5部分： 性能试验方法 | Internal combustion engines-Air cleaner assmeblies-Part 5 Performances testing | JB/T 9755.5-2013 | JB/T 9755.5-2013 | [7 empty] | 2 | 579-054,D573-110,796-006
[5 empty] | 变流量 | variable air flow |  | 031704 |  | 内燃机和空压机空气滤清器——性能试验 | Inter air cleaning equipment for internal combustion engines and compressors-Performance testing | ISO 5011-2014 | ISO 5011-2014 | [7 empty] | 2 | 579-054,D573-110,796-006
[10 empty] | 汽车空气滤清器试验方法 | Test methods of air cleaners for automobiles | JIS D1612-1989 | JIS D1612-1989 | [7 empty] | 2 | 579-054,D573-110,796-006
[10 empty] | 汽车用空气滤清器试验方法 | Test methods of air cleaners for automobiles | QC/T 32-2006 | QC/T 32-2006 | [7 empty] | 10 | 579-054,D573-110,796-006
[5 empty] | 总成试验室寿命 | assembly life in laboratory |  | 031704 |  | 汽车用空气滤清器试验方法 | Test methods of air cleaners for automobiles | QC/T 32-2006 | QC/T 32-2006 | [7 empty] | 10 | 579-054,D573-110,796-006
[10 empty] | 内燃机 空气滤清器 第5部分： 性能试验方法 | Internal combustion engines-Air cleaner assmeblies-Part 5 Performances testing | JB/T 9755.5-2013 | JB/T 9755.5-2013 | [7 empty] | 2 | 579-054,D573-110,796-006
[5 empty] | 复原性 | recovery test |  | 031704 |  | 汽车空气滤清器试验方法 | Test methods of air cleaners for automobiles | JIS D1612-1989 | JIS D1612-1989 | [7 empty] | 2 | 579-054,D573-110,796-006
[10 empty] | 汽车用空气滤清器试验方法 | Test methods of air cleaners for automobiles | QC/T 32-2006 | QC/T 32-2006 | [7 empty] | 10 | 579-054,D573-110,796-006
[10 empty] | 内燃机 空气滤清器 第5部分： 性能试验方法 | Internal combustion engines-Air cleaner assmeblies-Part 5 Performances testing | JB/T 9755.5-2013 | JB/T 9755.5-2013 | [7 empty] | 2 | 579-054,D573-110,796-006
[5 empty] | 耐油性 | Oil resistance |  | 031704 |  | 摩托车和轻便摩托车空气滤清器技术条件与试验方法 | Specifications and test methods of air filters for motorcycles and scooters | QC/T 793-2007 | QC/T 793-2007 | [7 empty] | 50 | 579-054,572-053
26 | 消声器 | Mufflers |  | N | 尺寸 | size |  | 031704 |  | 摩托车和轻便摩托车排气消声器技术要求和试验方法 | pecification and test methods for exhaust muffler of motorcycles and mopeds | QC/T 235-2008 | QC/T 235-2008 | 5.1 | 5.1 | [5 empty] | 2 | D571-192,D571-469,D571-470,D571-467,D571-468
[10 empty] | 关于批准摩托车、轻便摩托车和三轮车辆非原装可更换排气消声系统（RESS）的统一规定 | Uniform Provisions Concerning The Approval Of Side-Marker Lamps For Motor Vehicles And Their Trailers | ECE R92 Rev1 | ECE R92 Rev1 | [7 empty] | 1 | D571-192,D571-469,D571-470,D571-467,D571-468
[5 empty] | 气密性 | gas tightness |  | 031704 |  | 摩托车和轻便摩托车排气消声器技术要求和试验方法 | pecification and test methods for exhaust muffler of motorcycles and mopeds | QC/T 235-2008 | QC/T 235-2008 | 5.2 | 5.2 | [5 empty] | 2 | 591-006
[10 empty] | 关于批准摩托车、轻便摩托车和三轮车辆非原装可更换排气消声系统（RESS）的统一规定 | Uniform Provisions Concerning The Approval Of Side-Marker Lamps For Motor Vehicles And Their Trailers | ECE R92 Rev1 | ECE R92 Rev1 | [7 empty] | 1 | 591-006
[5 empty] | 振动性能 | vibration performance |  | 031704 |  | 摩托车和轻便摩托车排气消声器技术要求和试验方法 | pecification and test methods for exhaust muffler of motorcycles and mopeds | QC/T 235-2008 | QC/T 235-2008 | 5.3 | 5.3 | [5 empty] | 2 | 573-493
[10 empty] | 关于批准摩托车、轻便摩托车和三轮车辆非原装可更换排气消声系统（RESS）的统一规定 | Uniform Provisions Concerning The Approval Of Side-Marker Lamps For Motor Vehicles And Their Trailers | ECE R92 Rev1 | ECE R92 Rev1 | [7 empty] | 1 | 573-493
[5 empty] | 发动机台架性能 | Engine bench performance |  | 031704 |  | 摩托车和轻便摩托车排气消声器技术要求和试验方法 | pecification and test methods for exhaust muffler of motorcycles and mopeds | QC/T 235-2008 | QC/T 235-2008 | 5.4 | 5.4 | [5 empty] | 2 | 573-287,573-288,573-482,573-483,573-484
[10 empty] | 关于批准摩托车、轻便摩托车和三轮车辆非原装可更换排气消声系统（RESS）的统一规定 | Uniform Provisions Concerning The Approval Of Side-Marker Lamps For Motor Vehicles And Their Trailers | ECE R92 Rev1 | ECE R92 Rev1 | [7 empty] | 1 | 573-287,573-288,573-482,573-483,573-484
[5 empty] | 耐久性能 | durability |  | 031704 |  | 摩托车和轻便摩托车排气消声器技术要求和试验方法 | pecification and test methods for exhaust muffler of motorcycles and mopeds | QC/T 235-2008 | QC/T 235-2008 | 5.5 | 5.5 | [5 empty] | 2 | 573-287,573-288,573-482,573-483,573-484
[10 empty] | 关于批准摩托车、轻便摩托车和三轮车辆非原装可更换排气消声系统（RESS）的统一规定 | Uniform Provisions Concerning The Approval Of Side-Marker Lamps For Motor Vehicles And Their Trailers | ECE R92 Rev1 | ECE R92 Rev1 | [7 empty] | 1 | 573-287,573-288,573-482,573-483,573-484
26 | 减震器 | Vibration damper |  | N | 一般要求 | General requirement |  | 031704 |  | 摩托车和轻便摩托车减震器 | Shock absorber for motorcycle and moped | QC/T 62-2007 | QC/T 62-2007 | [7 empty] | 1
[5 empty] | 强度试验 | Strength test |  | 031704 |  | 摩托车和轻便摩托车减震器 | Shock absorber for motorcycle and moped | QC/T 62-2007 | QC/T 62-2007 | [7 empty] | 1 | 573-263
[5 empty] | 弹簧精度 | Accuracy of damping spring |  | 031704 |  | 摩托车和轻便摩托车减震器 | Shock absorber for motorcycle and moped | QC/T 62-2007 | QC/T 62-2007 | [7 empty] | 1 | 573-263
[5 empty] | 弹簧静特性 | Static characteristic |  | 031704 |  | 摩托车和轻便摩托车减震器 | Shock absorber for motorcycle and moped | QC/T 62-2007 | QC/T 62-2007 | [7 empty] | 1 | 573-263
[5 empty] | 弹簧永久变形试验 | Permanent deformation |  | 031704 |  | 摩托车和轻便摩托车减震器 | Shock absorber for motorcycle and moped | QC/T 62-2007 | QC/T 62-2007 | [7 empty] | 1 | 573-263,D571-373
[5 empty] | 弹簧疲劳性 | Fatigue performance |  | 031704 |  | 摩托车和轻便摩托车减震器 | Shock absorber for motorcycle and moped | QC/T 62-2007 | QC/T 62-2007 | [7 empty] | 1 | 573-263
[5 empty] | 示功特性试验 | Damping force-stroke characteristics |  | 031704 |  | 摩托车和轻便摩托车减震器 | Shock absorber for motorcycle and moped | QC/T 62-2007 | QC/T 62-2007 | [7 empty] | 1 | 573-263
[10 empty] | 汽车筒式减振器尺寸系列及技术条件 | Dimension Series and Requirements Concerning columnar absorber of Automobile | QC/T 491-1999(2005) | QC/T 491-1999(2005) | [7 empty] | 1
[10 empty] | 汽车筒式减振器台架试验方法 | The Method of measuring columnar absorber of Automobile | QC/T 545-1999(2005) | QC/T 545-1999(2005) | [7 empty] | 1 | 573-263
[5 empty] | 速度特性试验 | Damping force-velocity characteristics |  | 031704 |  | 摩托车和轻便摩托车减震器 | Shock absorber for motorcycle and moped | QC/T 62-2007 | QC/T 62-2007 | [7 empty] | 1 | 573-263
[10 empty] | 汽车筒式减振器尺寸系列及技术条件 | Dimension Series and Requirements Concerning columnar absorber of Automobile | QC/T 491-1999(2005) | QC/T 491-1999(2005) | [7 empty] | 1
[10 empty] | 汽车筒式减振器台架试验方法 | The Method of measuring columnar absorber of Automobile | QC/T 545-1999(2005) | QC/T 545-1999(2005) | [7 empty] | 1 | 573-263
[5 empty] | 温度特性试验 | Damping force-temperature characteristics |  | 031704 |  | 摩托车和轻便摩托车减震器 | Shock absorber for motorcycle and moped | QC/T 62-2007 | QC/T 62-2007 | [7 empty] | 1 | 573-263
[10 empty] | 汽车筒式减振器尺寸系列及技术条件 | Dimension Series and Requirements Concerning columnar absorber of Automobile | QC/T 491-1999(2005) | QC/T 491-1999(2005) | [7 empty] | 1
[10 empty] | 汽车筒式减振器台架试验方法 | The Method of measuring columnar absorber of Automobile | QC/T 545-1999(2005) | QC/T 545-1999(2005) | [7 empty] | 1 | 573-263
[5 empty] | 静摩擦力试验 | Static friction force |  | 031704 |  | 摩托车和轻便摩托车减震器 | Shock absorber for motorcycle and moped | QC/T 62-2007 | QC/T 62-2007 | [7 empty] | 1 | 573-263
[5 empty] | 静负荷特性试验 | Static load characteristics |  | 031704 |  | 摩托车和轻便摩托车减震器 | Shock absorber for motorcycle and moped | QC/T 62-2007 | QC/T 62-2007 | [7 empty] | 1 | 573-263
[5 empty] | 缓冲垫耐久 | Endurance test of cushion |  | 031704 |  | 摩托车和轻便摩托车减震器 | Shock absorber for motorcycle and moped | QC/T 62-2007 | QC/T 62-2007 | [7 empty] | 1 | 573-263
[5 empty] | 减震器耐久试验 | Endurance test |  | 031704 |  | 摩托车和轻便摩托车减震器 | Shock absorber for motorcycle and moped | QC/T 62-2007 | QC/T 62-2007 | [7 empty] | 1 | 573-263
[10 empty] | 汽车筒式减振器尺寸系列及技术条件 | Dimension Series and Requirements Concerning columnar absorber of Automobile | QC/T 491-1999(2005) | QC/T 491-1999(2005) | [7 empty] | 1
[10 empty] | 汽车筒式减振器台架试验方法 | The Method of measuring columnar absorber of Automobile | QC/T 545-1999(2005) | QC/T 545-1999(2005) | [7 empty] | 1 | 573-263
[5 empty] | 表面处理 | Surface treatment |  | 031704 |  | 摩托车和轻便摩托车减震器 | Shock absorber for motorcycle and moped | QC/T 62-2007 | QC/T 62-2007 | [7 empty] | 1
[5 empty] | 后减震器安装接头尺寸 | Mounting of rear shock absorbers |  | 031704 |  | 摩托车和轻便摩托车后减震器安装接头尺寸 | Mounting of rear shock absorbers for motorcycles and mopeds | QC/T701-2004(2005) | QC/T701-2004(2005) | [7 empty] | 1
26 | 蓄电池 | Storage battery |  | N | 尺寸检查 | Size inspection |  | 040403 |  | 电动助力车用密封铅酸蓄电池 | Sealed lead-acid battery used for moped | GB/T 22199-2008 | GB/T 22199-2008 | [7 empty] | 20 | JMC-173-4
[10 empty] | 起动用铅酸蓄电池 第2部分：产品品种规格和端子尺寸、标记 | Lead-acid starter batteries--Part 2:Dimensions of batteries and dimensions and marking of terminals | GB/T 5008.2-2013 | GB/T 5008.2-2013 | [7 empty] | 20 | JMC-173-4,D571-074
[5 empty] | 规格标记 | Dimensions and marking |  | 040403 |  | 起动用铅酸蓄电池 第2部分：产品品种规格和端子尺寸、标记 | Lead-acid starter batteries--Part 2:Dimensions of batteries and dimensions and marking of terminals | GB/T 5008.2-2013 | GB/T 5008.2-2013 | [7 empty] | 20
26 | 磁电机 | Magneto |  | N | 装配质量检查 | Checking the quality of assembly |  | 031710 |  | 磁电机技术条件 | Specifications for magneto | JB/T 5140.1-1999 | JB/T 5140.1-1999 |  |  | 不测动平衡试验 | Except for moving balance test |  |  |  | 1 | 574-099
[5 empty] | 连续发火性能 | Continuous combustion performance |  | 031710 |  | 磁电机技术条件 | Specifications for magneto | JB/T 5140.1-1999 | JB/T 5140.1-1999 |  |  | 不测动平衡试验 | Except for moving balance test |  |  |  | 1 | 574-099
[5 empty] | 点火提前角 | Ignition advance angle |  | 031710 |  | 磁电机技术条件 | Specifications for magneto | JB/T 5140.1-1999 | JB/T 5140.1-1999 |  |  | 不测动平衡试验 | Except for moving balance test |  |  |  | 1 | 574-099
[5 empty] | 熄火性能 | Stall performance |  | 031710 |  | 磁电机技术条件 | Specifications for magneto | JB/T 5140.1-1999 | JB/T 5140.1-1999 |  |  | 不测动平衡试验 | Except for moving balance test |  |  |  | 1 | 574-099
[5 empty] | 照明功率和蓄电池充电性能 | Lighting power and battery performance |  | 031710 |  | 磁电机技术条件 | Specifications for magneto | JB/T 5140.1-1999 | JB/T 5140.1-1999 |  |  | 不测动平衡试验 | Except for moving balance test |  |  |  | 1 | 574-099
[5 empty] | 电容充电线圈的峰值电压 | Peak voltage of capacitor charging coil |  | 031710 |  | 磁电机技术条件 | Specifications for magneto | JB/T 5140.1-1999 | JB/T 5140.1-1999 |  |  | 不测动平衡试验 | Except for moving balance test |  |  |  | 1 | 574-099
[5 empty] | 次级峰值电压 | The secondary peak voltage |  | 031710 |  | 磁电机技术条件 | Specifications for magneto | JB/T 5140.1-1999 | JB/T 5140.1-1999 |  |  | 不测动平衡试验 | Except for moving balance test |  |  |  | 1 | 574-099
[5 empty] | 火花能量 | The spark energy |  | 031710 |  | 磁电机技术条件 | Specifications for magneto | JB/T 5140.1-1999 | JB/T 5140.1-1999 |  |  | 不测动平衡试验 | Except for moving balance test |  |  |  | 1 | 574-099
[5 empty] | 点火线圈高压绝缘介电强度 | High voltage ignition coil insulation dielectric strength |  | 031710 |  | 磁电机技术条件 | Specifications for magneto | JB/T 5140.1-1999 | JB/T 5140.1-1999 |  |  | 不测动平衡试验 | Except for moving balance test |  |  |  | 1 | 574-099
[5 empty] | 开路试验 | Open circuit test |  | 031710 |  | 磁电机技术条件 | Specifications for magneto | JB/T 5140.1-1999 | JB/T 5140.1-1999 |  |  | 不测动平衡试验 | Except for moving balance test |  |  |  | 1 | 574-099
[5 empty] | 振动试验 | Vibration test |  | 031710 |  | 磁电机技术条件 | Specifications for magneto | JB/T 5140.1-1999 | JB/T 5140.1-1999 |  |  | 不测动平衡试验 | Except for moving balance test |  |  |  | 1 | 574-099
[5 empty] | 超速试验 | Overspeed test |  | 031710 |  | 磁电机技术条件 | Specifications for magneto | JB/T 5140.1-1999 | JB/T 5140.1-1999 |  |  | 不测动平衡试验 | Except for moving balance test |  |  |  | 1 | 574-099
[5 empty] | 高温试验 | High temperature test |  | 031710 |  | 磁电机技术条件 | Specifications for magneto | JB/T 5140.1-1999 | JB/T 5140.1-1999 |  |  | 不测动平衡试验 | Except for moving balance test |  |  |  | 1 | 574-099
[5 empty] | 低温试验 | low temperature test |  | 031710 |  | 磁电机技术条件 | Specifications for magneto | JB/T 5140.1-1999 | JB/T 5140.1-1999 |  |  | 不测动平衡试验 | Except for moving balance test |  |  |  | 1 | 574-099
[5 empty] | 温度变化 | Change of temperature |  | 031710 |  | 磁电机技术条件 | Specifications for magneto | JB/T 5140.1-1999 | JB/T 5140.1-1999 |  |  | 不测动平衡试验 | Except for moving balance test |  |  |  | 1 | 574-099
[5 empty] | 温度/湿度组合循环试验 | Temperature/humidity cycling test |  | 031710 |  | 磁电机技术条件 | Specifications for magneto | JB/T 5140.1-1999 | JB/T 5140.1-1999 |  |  | 不测动平衡试验 | Except for moving balance test |  |  |  | 1 | 574-099
[5 empty] | 线圈温升试验 | The coil temperature rise test |  | 031710 |  | 磁电机技术条件 | Specifications for magneto | JB/T 5140.1-1999 | JB/T 5140.1-1999 |  |  | 不测动平衡试验 | Except for moving balance test |  |  |  | 1 | 574-099
[5 empty] | 断电器弹簧张力测定 | Breaker spring tension measurement |  | 031710 |  | 磁电机技术条件 | Specifications for magneto | JB/T 5140.1-1999 | JB/T 5140.1-1999 |  |  | 不测动平衡试验 | Except for moving balance test |  |  |  | 1 | 574-099
[5 empty] | 耐久性试验 | Durability test |  | 031710 |  | 磁电机技术条件 | Specifications for magneto | JB/T 5140.1-1999 | JB/T 5140.1-1999 |  |  | 不测动平衡试验 | Except for moving balance test |  |  |  | 1 | 574-099
27 | 机动轮椅车 | Combustion-motor-driven wheelchairs |  | N | 专用安全要求 | Special safety requirements |  | 031799 |  | 机动轮椅车 | Combustion-motor-driven wheelchairs | GB 12995-2006 | GB 12995-2006
[5 empty] | 运行安全和环保要求 | Operation safety and environmental protection requirements |  | 031799 |  | 机动轮椅车 | Combustion-motor-driven wheelchairs | GB 12995-2006 | GB 12995-2006 | [7 empty] | 10 | D571-177,577-033,577-006,D571-192,571-113,579-046,D573-116,D573-095,D572-041,573-522,D576-025,578-026,578-013
[5 empty] | 主要尺寸性能指标要求 | Main dimensions and performance requirements |  | 031799 |  | 机动轮椅车 | Combustion-motor-driven wheelchairs | GB 12995-2006 | GB 12995-2006 | [7 empty] | 10 | 579-046,D573-116,D573-095,D572-041,573-522,D576-025,591-004
[5 empty] | 整车装配要求 | Vehicle assembly requirements |  | 031799 |  | 机动轮椅车 | Combustion-motor-driven wheelchairs | GB 12995-2006 | GB 12995-2006 | [7 empty] | 10 | D571-374,D571-192,D571-444,579-046,578-025,578-026,578-013,D573-116,D573-172,D573-132,D576-024,571-113
[5 empty] | 外观要求 | Appearance requirements |  | 031799 |  | 机动轮椅车 | Combustion-motor-driven wheelchairs | GB 12995-2006 | GB 12995-2006 | [7 empty] | 10
27 | 电动自行车 | Electric bicycles |  | N | 照明装置 | Lighting device |  | 052201 |  | 自行车 照明和回复反射装置 第3部分：照明和回复反射装置的安装和使用 | Cycles-Lighting and retro-reflective devices-Part3:Installation and use of lighting and retro-reflective devices | GB/T 31887.3-2019 | GB/T 31887.3-2019 | 6.1 | 6.1 |  |  | 扩项 | Expansion |  | 2 | 576-014,D572-041
[5 empty] | 回复反射装置 | Retro-reflective device |  | 052201 |  | 自行车 照明和回复反射装置 第3部分：照明和回复反射装置的安装和使用 | Cycles-Lighting and retro-reflective devices-Part3:Installation and use of lighting and retro-reflective devices | GB/T 31887.3-2019 | GB/T 31887.3-2019 | 6.2 | 6.2 |  |  | 扩项 | Expansion |  | 2 | 573-585,D571-444,D576-021
27 | 电动自行车 | Electric bicycles |  | N | 冲击测试 | impact test |  | 031709 |  | 自行车照明和回复反射装置第2部分:回复反射装置 | Cycles--Lighting and retro-reflective devices- Part | GB/T 31887.2-2019 | GB/T 31887.2-2019 |  |  |  |  | 变更 | Change |  | 50
[5 empty] | 反射器光强系数 | Photometric characteristic |  | 031709 |  | 自行车照明和回复反射装置第2部分:回复反射装置 | Cycles--Lighting and retro-reflective devices- Part | GB/T 31887.2-2019 | GB/T 31887.2-2019 |  |  |  |  | 变更 | Change |  | 50 | 577-033
[5 empty] | 反射器色度 | colour chromaticity |  | 031709 |  | 自行车照明和回复反射装置第2部分:回复反射装置 | Cycles--Lighting and retro-reflective devices- Part | GB/T 31887.2-2019 | GB/T 31887.2-2019 |  |  |  |  | 变更 | Change |  | 50 | 577-033
[5 empty] | 光度 | Photometric characteristic |  | 031709 |  | 自行车照明和回复反射装置第1部分:照明和光信号装置 | Cycles-Lighting and retro-reflective devices- Part | GB/T 31887.1-2019 | GB/T 31887.1-2019 |  |  |  |  | 变更 | Change |  | 50 | 577-033
[5 empty] | 浸水测试 | water test |  | 031709 |  | 自行车照明和回复反射装置第2部分:回复反射装置 | Cycles--Lighting and retro-reflective devices- Part | GB/T 31887.2-2019 | GB/T 31887.2-2019 |  |  |  |  | 变更 | Change |  | 50
[5 empty] | 抗刮刷 | abrasion resistance |  | 031709 |  | 自行车照明和回复反射装置第2部分:回复反射装置 | Cycles--Lighting and retro-reflective devices- Part | GB/T 31887.2-2019 | GB/T 31887.2-2019 |  |  |  |  | 变更 | Change |  | 50
[5 empty] | 抗燃油 | resistance to fuels |  | 031709 |  | 自行车照明和回复反射装置第2部分:回复反射装置 | Cycles--Lighting and retro-reflective devices- Part | GB/T 31887.2-2019 | GB/T 31887.2-2019 |  |  |  |  | 变更 | Change |  | 50
[5 empty] | 抗润滑油 | resistance to lubricating oils |  | 031709 |  | 自行车照明和回复反射装置第2部分:回复反射装置 | Cycles--Lighting and retro-reflective devices- Part | GB/T 31887.2-2019 | GB/T 31887.2-2019 |  |  |  |  | 变更 | Change |  | 50
[5 empty] | 耐温 | temperature resistance |  | 031709 |  | 自行车照明和回复反射装置第2部分:回复反射装置 | Cycles--Lighting and retro-reflective devices- Part | GB/T 31887.2-2019 | GB/T 31887.2-2019 |  |  |  |  | 变更 | Change |  | 50 | 572-029
[5 empty] | 色度 | colour chromaticity |  | 031709 |  | 自行车照明和回复反射装置第1部分:照明和光信号装置 | Cycles-Lighting and retro-reflective devices- Part | GB/T 31887.1-2019 | GB/T 31887.1-2019 |  |  |  |  | 变更 | Change |  | 50 | 577-033
[5 empty] | 粘附力 | adhesion |  | 031709 |  | 自行车照明和回复反射装置第2部分:回复反射装置 | Cycles--Lighting and retro-reflective devices- Part | GB/T 31887.2-2019 | GB/T 31887.2-2019 |  |  |  |  | 变更 | Change |  | 50
28 | 电机及控制器 | Motors and controllers for electric motorcycles and electric mopeds |  | N | 外观 | Appearance |  | 031714 |  | 电动摩托车和电动轻便摩托车用电机及控制器技术条件 | Motors and controllers for electric motorcycles and electric mopeds | QC/T 792-2007 | QC/T 792-2007 | [7 empty] | 20
[5 empty] | 外形尺寸及安装尺寸 | The dimensions and installation dimensions |  | 031714 |  | 电动摩托车和电动轻便摩托车用电机及控制器技术条件 | Motors and controllers for electric motorcycles and electric mopeds | QC/T 792-2007 | QC/T 792-2007 | [7 empty] | 20 | D571-373
[5 empty] | 装配质量 | Assembly quality |  | 031714 |  | 电动摩托车和电动轻便摩托车用电机及控制器技术条件 | Motors and controllers for electric motorcycles and electric mopeds | QC/T 792-2007 | QC/T 792-2007 | [7 empty] | 20 | D571-374,D571-192,D571-444,579-046,578-025,578-026,578-013,D573-116,D573-172,D573-132,D576-024,571-113
[5 empty] | 引出线和接插件 | Lead wires and connectors |  | 031714 |  | 电动摩托车和电动轻便摩托车用电机及控制器技术条件 | Motors and controllers for electric motorcycles and electric mopeds | QC/T 792-2007 | QC/T 792-2007 | [7 empty] | 20
[5 empty] | 绝缘电阻 | Insulation resistance |  | 031714 |  | 电动摩托车和电动轻便摩托车用电机及控制器技术条件 | Motors and controllers for electric motorcycles and electric mopeds | QC/T 792-2007 | QC/T 792-2007 | [7 empty] | 20 | D574-139
[5 empty] | 绝缘介电强度 | Insulation dielectric strength |  | 031714 |  | 电动摩托车和电动轻便摩托车用电机及控制器技术条件 | Motors and controllers for electric motorcycles and electric mopeds | QC/T 792-2007 | QC/T 792-2007 | [7 empty] | 20 | 574-174
[5 empty] | 定子电阻 | Stator resistance |  | 031714 |  | 电动摩托车和电动轻便摩托车用电机及控制器技术条件 | Motors and controllers for electric motorcycles and electric mopeds | QC/T 792-2007 | QC/T 792-2007 | [7 empty] | 20 | D574-131
[5 empty] | 定子电感 | Stator inductance |  | 031714 |  | 电动摩托车和电动轻便摩托车用电机及控制器技术条件 | Motors and controllers for electric motorcycles and electric mopeds | QC/T 792-2007 | QC/T 792-2007 | [7 empty] | 20 | D574-131
[5 empty] | 电机转子的旋转方向 | Direction of rotation of motor rotor |  | 031714 |  | 电动摩托车和电动轻便摩托车用电机及控制器技术条件 | Motors and controllers for electric motorcycles and electric mopeds | QC/T 792-2007 | QC/T 792-2007 | [7 empty] | 20
[5 empty] | 空载电流 | No-load current |  | 031714 |  | 电动摩托车和电动轻便摩托车用电机及控制器技术条件 | Motors and controllers for electric motorcycles and electric mopeds | QC/T 792-2007 | QC/T 792-2007 | [7 empty] | 20 | 574-242
[5 empty] | 电机额定参数和效率 | The rated parameters and rated efficiency of motor |  | 031714 |  | 电动摩托车和电动轻便摩托车用电机及控制器技术条件 | Motors and controllers for electric motorcycles and electric mopeds | QC/T 792-2007 | QC/T 792-2007 | [7 empty] | 20 | 573-411
[5 empty] | 电机超速 | Motor overspeed |  | 031714 |  | 电动摩托车和电动轻便摩托车用电机及控制器技术条件 | Motors and controllers for electric motorcycles and electric mopeds | QC/T 792-2007 | QC/T 792-2007 | [7 empty] | 20 | 573-411,574-242
[5 empty] | 电机短时过载 | Motor short-time overload |  | 031714 |  | 电动摩托车和电动轻便摩托车用电机及控制器技术条件 | Motors and controllers for electric motorcycles and electric mopeds | QC/T 792-2007 | QC/T 792-2007 | [7 empty] | 20 | 573-411,574-242
[5 empty] | 控制器最大输入电流 | Maximum input current of controller |  | 031714 |  | 电动摩托车和电动轻便摩托车用电机及控制器技术条件 | Motors and controllers for electric motorcycles and electric mopeds | QC/T 792-2007 | QC/T 792-2007 | [7 empty] | 20 | 573-411,574-242
[5 empty] | 控制器额定输入电流 | Rated input current of controller |  | 031714 |  | 电动摩托车和电动轻便摩托车用电机及控制器技术条件 | Motors and controllers for electric motorcycles and electric mopeds | QC/T 792-2007 | QC/T 792-2007 | [7 empty] | 20 | 573-411,574-242
[5 empty] | 控制器效率 | The efficiency of controller |  | 031714 |  | 电动摩托车和电动轻便摩托车用电机及控制器技术条件 | Motors and controllers for electric motorcycles and electric mopeds | QC/T 792-2007 | QC/T 792-2007 | [7 empty] | 20 | 573-411,574-242,574-196
[5 empty] | 控制器短时过载 | Controller short-time overload |  | 031714 |  | 电动摩托车和电动轻便摩托车用电机及控制器技术条件 | Motors and controllers for electric motorcycles and electric mopeds | QC/T 792-2007 | QC/T 792-2007 | [7 empty] | 20 | 573-411,574-242
[5 empty] | 控制器调节功能 | Regulation function of controller |  | 031714 |  | 电动摩托车和电动轻便摩托车用电机及控制器技术条件 | Motors and controllers for electric motorcycles and electric mopeds | QC/T 792-2007 | QC/T 792-2007 | [7 empty] | 20
[5 empty] | 控制器欠压保护功能 | Under-voltage protection of controller |  | 031714 |  | 电动摩托车和电动轻便摩托车用电机及控制器技术条件 | Motors and controllers for electric motorcycles and electric mopeds | QC/T 792-2007 | QC/T 792-2007 | [7 empty] | 20 | 573-411,574-242
[5 empty] | 控制器过流断电保护功能 | Overcurrent power failure protection of controller |  | 031714 |  | 电动摩托车和电动轻便摩托车用电机及控制器技术条件 | Motors and controllers for electric motorcycles and electric mopeds | QC/T 792-2007 | QC/T 792-2007 | [7 empty] | 20 | 573-411,574-242
[5 empty] | 控制器制动功能 | Brake function of controller |  | 031714 |  | 电动摩托车和电动轻便摩托车用电机及控制器技术条件 | Motors and controllers for electric motorcycles and electric mopeds | QC/T 792-2007 | QC/T 792-2007 | [7 empty] | 20 | 573-411,574-242
[5 empty] | 控制器防失控保护功能 | The protection against out of control of controller |  | 031714 |  | 电动摩托车和电动轻便摩托车用电机及控制器技术条件 | Motors and controllers for electric motorcycles and electric mopeds | QC/T 792-2007 | QC/T 792-2007 | [7 empty] | 20
[5 empty] | 质量 | Mass |  | 031714 |  | 电动摩托车和电动轻便摩托车用电机及控制器技术条件 | Motors and controllers for electric motorcycles and electric mopeds | QC/T 792-2007 | QC/T 792-2007 | [7 empty] | 20 | D573-124
[5 empty] | 温升 | Temperature rise |  | 031714 |  | 电动摩托车和电动轻便摩托车用电机及控制器技术条件 | Motors and controllers for electric motorcycles and electric mopeds | QC/T 792-2007 | QC/T 792-2007 | [7 empty] | 20 | D572-139
[5 empty] | 低温 | Low temperature |  | 031714 |  | 电动摩托车和电动轻便摩托车用电机及控制器技术条件 | Motors and controllers for electric motorcycles and electric mopeds | QC/T 792-2007 | QC/T 792-2007 | [7 empty] | 20 | 572-106,D574-139
[5 empty] | 高温 | High temperature |  | 031714 |  | 电动摩托车和电动轻便摩托车用电机及控制器技术条件 | Motors and controllers for electric motorcycles and electric mopeds | QC/T 792-2007 | QC/T 792-2007 | [7 empty] | 20 | 572-106,D574-139
[5 empty] | 恒定湿热 | Constant damp heat |  | 031714 |  | 电动摩托车和电动轻便摩托车用电机及控制器技术条件 | Motors and controllers for electric motorcycles and electric mopeds | QC/T 792-2007 | QC/T 792-2007 | [7 empty] | 20 | 572-106,D574-139,574-242
[5 empty] | 电磁兼容性 | Electromagnetic compatibility |  | 121101 121102 |  | 电动摩托车和电动轻便摩托车用电机及控制器技术条件 | Motors and controllers for electric motorcycles and electric mopeds | QC/T 792-2007 | QC/T 792-2007 | [7 empty] | 20 | 574-120,573-262,574-135,574-209,574-125-02,574-328,574-317,574-137,574-125-01,574-120,574-191,573-262,574-190-01,574-198-01,574-124-01,574-124-04,574-124-06,574-124-08,574-198-02,574-217-01,574-192-04,574-192-05,574-218-01,574-124-07,574-124-05,574-124-09,574-218-02,574-350-03,574-350-04,574-350-05,574-124-10,574-124-12,574-124-11,574-132,574-192-03,574-192-02,574-198-09,574-198-10,574-192-01,574-190-03,574-141-01,574-192-07,574-192-08,574-192-09,574-192-10,574-190-02,574-351-05,574-351-06,574-351-07,574-351-08,574-351-09,574-351-10,574-351-11,574-198-03,574-124-02,574-124-03,574-198-05,574-198-07,574-198-06,574-198-08,574-190-05,574-190-06,574-190-07,574-190-08,574-351-03,574-351-04,574-122-01,574-122-02,574-122-04,574-122-03,574-122-05,574-388,574-389,574-390,574-391,574-392,574-393,574-394,574-395,574-396,574-397,574-140,574-141,574-090,574-095,574-138,574-139,574-184,574-183,574-216,574-215,574-322
[5 empty] | 防淋水 | Prevention of water spray |  | 031714 |  | 电动摩托车和电动轻便摩托车用电机及控制器技术条件 | Motors and controllers for electric motorcycles and electric mopeds | QC/T 792-2007 | QC/T 792-2007 | [7 empty] | 20
[5 empty] | 振动 | Vibration |  | 031714 |  | 电动摩托车和电动轻便摩托车用电机及控制器技术条件 | Motors and controllers for electric motorcycles and electric mopeds | QC/T 792-2007 | QC/T 792-2007 | [7 empty] | 20 | 574-242
[5 empty] | 冲击 | Shock |  | 031714 |  | 电动摩托车和电动轻便摩托车用电机及控制器技术条件 | Motors and controllers for electric motorcycles and electric mopeds | QC/T 792-2007 | QC/T 792-2007 | [7 empty] | 20 | 574-242
[5 empty] | 噪声 | Noise |  | 031714 |  | 电动摩托车和电动轻便摩托车用电机及控制器技术条件 | Motors and controllers for electric motorcycles and electric mopeds | QC/T 792-2007 | QC/T 792-2007 | [7 empty] | 20 | 578-025
[5 empty] | 寿命 | Life |  | 031714 |  | 电动摩托车和电动轻便摩托车用电机及控制器技术条件 | Motors and controllers for electric motorcycles and electric mopeds | QC/T 792-2007 | QC/T 792-2007 | [7 empty] | 20 | 573-411
[5 empty] | 说明书 | Instructions |  | 031714 |  | 电动摩托车和电动轻便摩托车用电机及控制器技术条件 | Motors and controllers for electric motorcycles and electric mopeds | QC/T 792-2007 | QC/T 792-2007 | [7 empty] | 20
[5 empty] | 最大扭矩及最大连续净功率 | Maximum torque and maximum continuous rated power |  | 031714 |  | 欧盟针对168/2013 摩托车新认证框架法规的关于环保和动力性能以及补丁168/2013附件V的执行法规 | COMMISSION DELEGATED REGULATION (EU) No 134/2014 of 16 December 2013 supplementing Regulation (EU) No 168/2013 of the European Parliament and of the Council with regard to environmental and propulsion unit performance requirements and amending Annex V thereof | (EU) No 134/2014 | (EU) No 134/2014 | [7 empty] | 2 | 573-411,574-196
[10 empty] | 关于就净功率和电驱动系统最大30分钟功率测量方面批准用于驱动M类和N类机动车辆的内燃机或电驱动系统的统一规定 | Uniform Provisions Concerning The Approval Of Vehicles With Regard To The Emission Of Pollutants According To Engine Fuel Requirements | ECE R85-Rev.1 | ECE R85-Rev.1 | [7 empty] | 2 | 573-411,574-196
28 | 电动机车用抽取式电池系统 | electric motorcycles removable battery system |  | N | 盐雾试验 | Salt spray test |  | 040402 |  | 电动机车电池系统——第1部：抽取式电池系统安全要求 | Electric motorcycles battery system - Part 1:The safety requirements of removable battery system | CNS 15424-1-2015 | CNS 15424-1-2015 | 4.3.7.1 | 4.3.7.1 | [5 empty] | 1 | 570-180,D572-114
[5 empty] | 温湿循环试验 | Temperature and Humidity Cycle Test |  | 040402 |  | 电动机车电池系统——第1部：抽取式电池系统安全要求 | Electric motorcycles battery system - Part 1:The safety requirements of removable battery system | CNS 15424-1-2015 | CNS 15424-1-2015 | 4.3.7.2 | 4.3.7.2 | [5 empty] | 1 | 572-070,D572-114
[5 empty] | 振动试验 | Vibration test |  | 040402 |  | 电动机车电池系统——第1部：抽取式电池系统安全要求 | Electric motorcycles battery system - Part 1:The safety requirements of removable battery system | CNS 15424-1-2015 | CNS 15424-1-2015 | 4.3.7.4 | 4.3.7.4 | [5 empty] | 1 | 573-493,D572-114
[5 empty] | 静电放电试验 | ESD test |  | 040402 |  | 电动机车电池系统——第1部：抽取式电池系统安全要求 | Electric motorcycles battery system - Part 1:The safety requirements of removable battery system | CNS 15424-1-2015 | CNS 15424-1-2015 | 4.1.1.4 | 4.1.1.4 | [5 empty] | 1 | 574-221
[5 empty] | 电池组及其接口防护等级 | Battery Pack and its interface protection levels |  | 040402 |  | 电动机车电池系统——第1部：抽取式电池系统安全要求 | Electric motorcycles battery system - Part 1:The safety requirements of removable battery system | CNS 15424-1-2015 | CNS 15424-1-2015 | 4.1.1.5 | 4.1.1.5 | [5 empty] | 1 | D574-140,D574-141
[5 empty] | 电池组连接器端子间距试验 | Test of terminal spacing of battery connector |  | 040402 |  | 电动机车电池系统——第1部：抽取式电池系统安全要求 | Electric motorcycles battery system - Part 1:The safety requirements of removable battery system | CNS 15424-1-2015 | CNS 15424-1-2015 | 4.3.1 | 4.3.1 | [5 empty] | 1 | D571-376
[5 empty] | 绝缘电阻试验 | Insulation Resistance test |  | 040402 |  | 电动机车电池系统——第1部：抽取式电池系统安全要求 | Electric motorcycles battery system - Part 1:The safety requirements of removable battery system | CNS 15424-1-2015 | CNS 15424-1-2015 | 4.3.5 | 4.3.5 | [5 empty] | 1 | D574-139
[5 empty] | 耐电压试验 | Voltage resistance test |  | 040402 |  | 电动机车电池系统——第1部：抽取式电池系统安全要求 | Electric motorcycles battery system - Part 1:The safety requirements of removable battery system | CNS 15424-1-2015 | CNS 15424-1-2015 | 4.3.4 | 4.3.4 | [5 empty] | 1 | 574-174
[5 empty] | 接触电阻试验 | Contact Resistance test |  | 040402 |  | 电动机车电池系统——第1部：抽取式电池系统安全要求 | Electric motorcycles battery system - Part 1:The safety requirements of removable battery system | CNS 15424-1-2015 | CNS 15424-1-2015 | 4.3.2 | 4.3.2 | [5 empty] | 1 | D574-076
[5 empty] | 插拔耐久试验 | Plug and Pull Durability test |  | 040402 |  | 电动机车电池系统——第1部：抽取式电池系统安全要求 | Electric motorcycles battery system - Part 1:The safety requirements of removable battery system | CNS 15424-1-2015 | CNS 15424-1-2015 | 4.3.3 | 4.3.3 | [5 empty] | 1 | 573-435
[5 empty] | 表面温度试验 | Surface Temperature Test |  | 040402 |  | 电动机车电池系统——第1部：抽取式电池系统安全要求 | Electric motorcycles battery system - Part 1:The safety requirements of removable battery system | CNS 15424-1-2015 | CNS 15424-1-2015 | 4.3.6 | 4.3.6 | [5 empty] | 1 | D572-139
[5 empty] | 冷热冲击试验 | Hot and cold shock test |  | 040402 |  | 电动机车电池系统——第1部：抽取式电池系统安全要求 | Electric motorcycles battery system - Part 1:The safety requirements of removable battery system | CNS 15424-1-2015 | CNS 15424-1-2015 | 4.3.7.3 | 4.3.7.3 | [5 empty] | 1 | 572-070
28 | 电动机车用固定式电池系统 | electric motorcycles stationary battery system |  | N | 盐雾试验 | Salt spray test |  | 040402 040403 |  | 电动机车电池系统——第2部：固定式电池系统安全要求 | electric motorcycles battery system - Part 2:The safety requirements of stationary battery system | CNS 15424-2-2015 | CNS 15424-2-2015 | 4.3.6.1 | 4.3.6.1 | [5 empty] | 1 | 570-180,D572-114
[5 empty] | 温湿循环试验 | Temperature and Humidity Cycle Test |  | 040402 040403 |  | 电动机车电池系统——第2部：固定式电池系统安全要求 | electric motorcycles battery system - Part 2:The safety requirements of stationary battery system | CNS 15424-2-2015 | CNS 15424-2-2015 | 4.3.6.2 | 4.3.6.2 | [5 empty] | 1 | 572-070,D572-114
[5 empty] | 振动试验 | Vibration test |  | 040402 040403 |  | 电动机车电池系统——第2部：固定式电池系统安全要求 | electric motorcycles battery system - Part 2:The safety requirements of stationary battery system | CNS 15424-2-2015 | CNS 15424-2-2015 | 4.3.6.4 | 4.3.6.4 | [5 empty] | 1 | 573-493,D572-114
[5 empty] | 静电放电试验 | ESD test |  | 040402 040403 |  | 电动机车电池系统——第2部：固定式电池系统安全要求 | electric motorcycles battery system - Part 2:The safety requirements of stationary battery system | CNS 15424-2-2015 | CNS 15424-2-2015 | 4.3.6.5 | 4.3.6.5 | [5 empty] | 1 | 574-221
[5 empty] | 电池组及其接口防护等级 | Battery Pack and its interface protection levels |  | 040402 040403 |  | 电动机车电池系统——第2部：固定式电池系统安全要求 | electric motorcycles battery system - Part 2:The safety requirements of stationary battery system | CNS 15424-2-2015 | CNS 15424-2-2015 | 4.1.3 | 4.1.3 | [5 empty] | 1 | D574-140,D574-141
[5 empty] | 电池组连接器端子间距试验 | Test of terminal spacing of battery connector |  | 040402 040403 |  | 电动机车电池系统——第2部：固定式电池系统安全要求 | electric motorcycles battery system - Part 2:The safety requirements of stationary battery system | CNS 15424-2-2015 | CNS 15424-2-2015 | 4.3.1 | 4.3.1 | [5 empty] | 1 | D571-376
[5 empty] | 绝缘电阻试验 | Insulation Resistance test |  | 040402 040403 |  | 电动机车电池系统——第2部：固定式电池系统安全要求 | electric motorcycles battery system - Part 2:The safety requirements of stationary battery system | CNS 15424-2-2015 | CNS 15424-2-2015 | 4.3.4 | 4.3.4 | [5 empty] | 1 | D574-139
[5 empty] | 耐电压试验 | Voltage resistance test |  | 040402 040403 |  | 电动机车电池系统——第2部：固定式电池系统安全要求 | electric motorcycles battery system - Part 2:The safety requirements of stationary battery system | CNS 15424-2-2015 | CNS 15424-2-2015 | 4.3.3 | 4.3.3 | [5 empty] | 1 | 574-174
[5 empty] | 接触电阻试验 | Contact Resistance test |  | 040402 040403 |  | 电动机车电池系统——第2部：固定式电池系统安全要求 | electric motorcycles battery system - Part 2:The safety requirements of stationary battery system | CNS 15424-2-2015 | CNS 15424-2-2015 | 4.3.2 | 4.3.2 | [5 empty] | 1 | D574-076
[5 empty] | 表面温度试验 | Surface Temperature Test |  | 040402 040403 |  | 电动机车电池系统——第2部：固定式电池系统安全要求 | electric motorcycles battery system - Part 2:The safety requirements of stationary battery system | CNS 15424-2-2015 | CNS 15424-2-2015 | 4.3.5 | 4.3.5 | [5 empty] | 1 | D572-139
[5 empty] | 冷热冲击试验 | Hot and cold shock test |  | 040402 040403 |  | 电动机车电池系统——第2部：固定式电池系统安全要求 | electric motorcycles battery system - Part 2:The safety requirements of stationary battery system | CNS 15424-2-2015 | CNS 15424-2-2015 | 4.3.6.3 | 4.3.6.3 | [5 empty] | 1 | 572-070
28 | 电动机车用二次锂电池组 | Safety testing method for secondary lithium batteries |  | N | 过充电试验 | Overcharge test |  | 040402 |  | 电动机车用二次锂电池组安全性之检验法 | Safety testing method for secondary lithium batteries for electric motorcycles | CNS 15387-2015 | CNS 15387-2015 | 5.1.1 | 5.1.1 | [5 empty] | 1 | 574-321,572-106,D572-114
[5 empty] | 外部短路试验 | External short circuit test |  | 040402 |  | 电动机车用二次锂电池组安全性之检验法 | Safety testing method for secondary lithium batteries for electric motorcycles | CNS 15387-2015 | CNS 15387-2015 | 5.1.2 | 5.1.2 | [5 empty] | 1 | D572-114
[5 empty] | 部分短路试验 | Partial short circuit test |  | 040402 |  | 电动机车用二次锂电池组安全性之检验法 | Safety testing method for secondary lithium batteries for electric motorcycles | CNS 15387-2015 | CNS 15387-2015 | 5.1.3 | 5.1.3 | [5 empty] | 1 | 574-321,D572-114
[5 empty] | 不平衡电池组充电试验 | Unbalance battery charging test |  | 040402 |  | 电动机车用二次锂电池组安全性之检验法 | Safety testing method for secondary lithium batteries for electric motorcycles | CNS 15387-2015 | CNS 15387-2015 | 5.1.4 | 5.1.4 | [5 empty] | 1 | 574-321,D572-114
[5 empty] | 耐电压试验 | Test of resistance to voltage |  | 040402 |  | 电动机车用二次锂电池组安全性之检验法 | Safety testing method for secondary lithium batteries for electric motorcycles | CNS 15387-2015 | CNS 15387-2015 | 5.1.5 | 5.1.5 | [5 empty] | 1 | 574-160,D572-114
[5 empty] | 绝缘电阻试验 | Insulation resistance test |  | 040402 |  | 电动机车用二次锂电池组安全性之检验法 | Safety testing method for secondary lithium batteries for electric motorcycles | CNS 15387-2015 | CNS 15387-2015 | 5.1.6 | 5.1.6 | [5 empty] | 1 | D574-139,D572-114
[5 empty] | 挤压试验 | Extrusion test |  | 040402 |  | 电动机车用二次锂电池组安全性之检验法 | Safety testing method for secondary lithium batteries for electric motorcycles | CNS 15387-2015 | CNS 15387-2015 | 5.2.1 | 5.2.1 | [5 empty] | 1 | 579-176,D572-114
[5 empty] | 冲击试验 | Impact test |  | 040402 |  | 电动机车用二次锂电池组安全性之检验法 | Safety testing method for secondary lithium batteries for electric motorcycles | CNS 15387-2015 | CNS 15387-2015 | 5.2.2 | 5.2.2 | [5 empty] | 1 | 573-493,D572-114
[5 empty] | 落下试验 | Falling test |  | 040402 |  | 电动机车用二次锂电池组安全性之检验法 | Safety testing method for secondary lithium batteries for electric motorcycles | CNS 15387-2015 | CNS 15387-2015 | 5.2.3 | 5.2.3 | [5 empty] | 1 | 579-083,D572-114
[5 empty] | 振动试验 | Vibration test |  | 040402 |  | 电动机车用二次锂电池组安全性之检验法 | Safety testing method for secondary lithium batteries for electric motorcycles | CNS 15387-2015 | CNS 15387-2015 | 5.2.4 | 5.2.4 | [5 empty] | 1 | 573-493,D572-114
[5 empty] | 热应力效应试验 | Thermal stress effect test |  | 040402 |  | 电动机车用二次锂电池组安全性之检验法 | Safety testing method for secondary lithium batteries for electric motorcycles | CNS 15387-2015 | CNS 15387-2015 | 5.2.5 | 5.2.5 | [5 empty] | 1 | 572-070,D572-114
[5 empty] | 温度循环试验 | Temperature cycle test |  | 040402 |  | 电动机车用二次锂电池组安全性之检验法 | Safety testing method for secondary lithium batteries for electric motorcycles | CNS 15387-2015 | CNS 15387-2015 | 5.3.1 | 5.3.1 | [5 empty] | 1 | 572-070,D572-114
[5 empty] | 湿热试验 | Humid heat test |  | 040402 |  | 电动机车用二次锂电池组安全性之检验法 | Safety testing method for secondary lithium batteries for electric motorcycles | CNS 15387-2015 | CNS 15387-2015 | 5.3.2 | 5.3.2 | [5 empty] | 1 | 572-070,D572-114
29 | 电动自行车 | Electric bicycles |  | N | 最高车速 | Maximum speed |  | 052201 |  | 电动自行车通用技术条件 | Electric bicycles--General technical requirements | GB17761-1999 | GB17761-1999 | 6.1.1 | 6.1.1 | [5 empty] | 2 | 579-046,D573-116,D573-095,D572-041,573-522
[5 empty] | 整车质量 | Net weight of bicycle |  | 052201 |  | 电动自行车通用技术条件 | Electric bicycles--General technical requirements | GB17761-1999 | GB17761-1999 | 6.1.2 | 6.1.2 | [5 empty] | 2 | 573-010,573-011,573-012
[10 empty] | 电动自行车安全技术规范 | Safety technical specification for electric bicycle | GB 17761-2018 | GB 17761-2018 | 6.1.3,7.2.3 | 6.1.3,7.2.3 | [5 empty] | 2 | 573-010,573-011,573-012
[5 empty] | 脚踏行驶能力 | Footkeeping capability |  | 052201 |  | 电动自行车通用技术条件 | Electric bicycles--General technical requirements | GB17761-1999 | GB17761-1999 | 6.1.3 | 6.1.3 | [5 empty] | 2 | 579-046,D573-116,D573-095,D572-041,573-522,D576-025
[5 empty] | 脚踏骑行能力 | Footkeeping capability |  | 052201 |  | 电动自行车安全技术规范 | Safety technical specification for electric bicycle | GB 17761-2018 | GB 17761-2018 | 6.1.4,7.2.4 | 6.1.4,7.2.4 | [5 empty] | 2 | 579-046,D573-116,D573-095,D572-041,573-522,D576-025,D571-192
[5 empty] | 限速装置 | Speed limiting device |  | 052201 |  | 助力车产品生产许可证实施细则 | Rules for the implementation of production licenses for moped products | （X)XK16-002 | （X)XK16-002 | 附件6条款4 | Annex 6, clause 4 | [5 empty] | 2 | 579-046,D573-116,D573-095,D572-041,573-522
[5 empty] | 车速限值 | Speed limiting |  | 052201 |  | 电动自行车安全技术规范 | Safety technical specification for electric bicycle | GB 17761-2018 | GB 17761-2018 | 6.1.1,7.2.1 | 6.1.1,7.2.1 | [5 empty] | 2 | 579-046,D573-116,D573-095,D572-041,573-522,574-242
[5 empty] | 续行里程 | Non-stop running mileage |  | 052201 |  | 电动自行车通用技术条件 | Electric bicycles--General technical requirements | GB17761-1999 | GB17761-1999 | 6.1.4 | 6.1.4 | [5 empty] | 2 | 591-004
[5 empty] | 最大骑行噪声 | Noise at maximum speed |  | 052201 |  | 电动自行车通用技术条件 | Electric bicycles--General technical requirements | GB17761-1999 | GB17761-1999 | 6.1.5 | 6.1.5 | [5 empty] | 2 | 578-025,578-026,579-046,D573-116,D573-095,D572-041,573-522
[5 empty] | 百公里电耗 | Power consumption per km |  | 052201 |  | 电动自行车通用技术条件 | Electric bicycles--General technical requirements | GB17761-1999 | GB17761-1999 | 6.1.6 | 6.1.6 | [5 empty] | 2 | 574-308
[5 empty] | 电动机功率 | Motor power |  | 052201 |  | 电动自行车通用技术条件 | Electric bicycles--General technical requirements | GB17761-1999 | GB17761-1999 | 6.1.7 | 6.1.7 | [5 empty] | 2 | 573-411
[5 empty] | 制动性能 | Braking Performance |  | 052201 |  | 电动自行车通用技术条件 | Electric bicycles--General technical requirements | GB17761-1999 | GB17761-1999 | 6.2.1 | 6.2.1 | [5 empty] | 2 | D572-041,D573-116,JML-1508-8,573-010,573-011,573-012,573-522,D573-095,579-046
[10 empty] | 电动自行车安全技术规范 | Safety technical specification for electric bicycle | GB 17761-2018 | GB 17761-2018 | 6.1.2,7.2.2 | 6.1.2,7.2.2 | [5 empty] | 2 | D572-041,D573-116,JML-1508-8,573-010,573-011,573-012,573-522,D573-095,579-046
[10 empty] | 自行车安全要求 | safety requirements for bicycles | GB 3565-2005 | GB 3565-2005 | 24 | 24
[5 empty] | 车架/前叉组合件冲击强度 | The fork frame/assembly impact strength |  | 052201 |  | 电动自行车通用技术条件 | Electric bicycles--General technical requirements | GB17761-1999 | GB17761-1999 | 6.2.2.1 | 6.2.2.1 | [5 empty] | 2 | 573-616,D571-444,D571-292
[10 empty] | 自行车安全要求 | Safety requirements for bicycles | GB 3565-2005 | GB 3565-2005 | 27.1,27.2 | 27.1,27.2 | [5 empty] | 2 | 573-616,D571-444,D571-292
[10 empty] | 电动自行车安全技术规范 | Safety technical specification for electric bicycle | GB 17761-2018 | GB 17761-2018 | 6.2.1.2,7.3.1.2 | 6.2.1.2,7.3.1.2 | [5 empty] | 2 | 573-616,D571-444,D571-292
[5 empty] | 车架/前叉组合件振动强度 | The fork frame/assembly vibration intensity |  | 052201 |  | 电动自行车通用技术条件 | Electric bicycles--General technical requirements | GB17761-1999 | GB17761-1999 | 6.2.2.2 | 6.2.2.2 | [5 empty] | 2 | 573-237
[10 empty] | 自行车 车架 | Front forks for bicycles | QB 1880-2008 | QB 1880-2008 | 6.2.2.2 | 6.2.2.2 | [5 empty] | 2 | 573-237
[10 empty] | 电动自行车安全技术规范 | Safety technical specification for electric bicycle | GB 17761-2018 | GB 17761-2018 | 6.2.1.1,7.3.1.1 | 6.2.1.1,7.3.1.1 | [5 empty] | 2 | 573-237
[5 empty] | 把立管安全线 | The stand pipe line |  | 052201 |  | 电动自行车通用技术条件 | Electric bicycles--General technical requirements | GB17761-1999 | GB17761-1999 | 6.2.3.1 | 6.2.3.1 | [5 empty] | 2 | D571-192
[10 empty] | 自行车安全要求 | Safety requirements for bicycles | GB 3565-2005 | GB 3565-2005 | 6.2 | 6.2 | [5 empty] | 2 | D571-192
[10 empty] | 电动自行车安全技术规范 | Safety technical specification for electric bicycle | GB 17761-2018 | GB 17761-2018 | 6.2.2.1,7.3.2.1 | 6.2.2.1,7.3.2.1 | [5 empty] | 2 | D571-192
[5 empty] | 把立管力矩 | Moment of the vertical tube |  | 052201 |  | 电动自行车通用技术条件 | Electric bicycles--General technical requirements | GB17761-1999 | GB17761-1999 | 6.2.3.2 | 6.2.3.2 | [5 empty] | 2 | 573-585
[10 empty] | 自行车安全要求 | Safety requirements for bicycles | GB 3565-2005 | GB 3565-2005 | 26.1.1 | 26.1.1 | [5 empty] | 2 | 573-585
[5 empty] | 把立管弯曲强度 | Bending strength the vertical tube |  | 052201 |  | 电动自行车安全技术规范 | Safety technical specification for electric bicycle | GB 17761-2018 | GB 17761-2018 | 6.2.2.2,7.3.2.2 | 6.2.2.2,7.3.2.2 | [5 empty] | 2 | 573-585
[10 empty] | 自行车安全要求 | Safety requirements for bicycles | GB 3565-2005 | GB 3565-2005 | 26.1.2 | 26.1.2 | [5 empty] | 2 | 573-585
[5 empty] | 把立管静负荷 | Static load of the vertical tube |  | 052201 |  | 电动自行车通用技术条件 | Electric bicycles--General technical requirements | GB17761-1999 | GB17761-1999 | 6.2.3.3 | 6.2.3.3 | [5 empty] | 2 | 573-585
[5 empty] | 把横管和把立管的力矩 | Moment of the thorizontal tube and the vertical tube |  | 052201 |  | 电动自行车通用技术条件 | Electric bicycles--General technical requirements | GB17761-1999 | GB17761-1999 | 6.2.3.4 | 6.2.3.4 | [5 empty] | 2 | 573-585
[10 empty] | 自行车安全要求 | Safety requirements for bicycles | GB 3565-2005 | GB 3565-2005 | 26.2 | 26.2 | [5 empty] | 2 | 573-585
[5 empty] | 把立管和前叉立管的力矩 | Moment of the vertical tube and a front fork tube |  | 052201 |  | 电动自行车通用技术条件 | Electric bicycles--General technical requirements | GB17761-1999 | GB17761-1999 | 6.2.3.5 | 6.2.3.5 | [5 empty] | 2 | 573-585
[10 empty] | 自行车安全要求 | Safety requirements for bicycles | GB 3565-2005 | GB 3565-2005 | 26.3 | 26.3 | [5 empty] | 2 | 573-585
[5 empty] | 车轮静负荷 | Static wheel load |  | 052201 |  | 电动自行车通用技术条件 | Electric bicycles--General technical requirements | GB17761-1999 | GB17761-1999 | 6.2.4.1 | 6.2.4.1 | [5 empty] | 2 | 573-585
[10 empty] | 自行车安全要求 | Safety requirements for bicycles | GB 3565-2005 | GB 3565-2005 | 28 | 28 | [5 empty] | 2 | 573-585
[5 empty] | 车轮夹紧力 | Wheel clamping force |  | 052201 |  | 电动自行车通用技术条件 | Electric bicycles--General technical requirements | GB17761-1999 | GB17761-1999 | 6.2.4.2 | 6.2.4.2 | [5 empty] | 2 | 573-585
[10 empty] | 自行车安全要求 | Safety requirements for bicycles | GB 3565-2005 | GB 3565-2005 | 9.4 | 9.4 | [5 empty] | 2 | 573-585
[5 empty] | 轮胎宽度 | The tire width |  | 052201 |  | 电动自行车通用技术条件 | Electric bicycles--General technical requirements | GB17761-1999 | GB17761-1999 | 6.2.4.3 | 6.2.4.3 | [5 empty] | 2 | D571-373
[5 empty] | 脚蹬间隙 | Pedal clearance |  | 052201 |  | 电动自行车通用技术条件 | Electric bicycles--General technical requirements | GB17761-1999 | GB17761-1999 | 6.2.5 | 6.2.5 | [5 empty] | 2 | D571-444,D571-192
[10 empty] | 自行车安全要求 | Safety requirements for bicycles | GB 3565-2005 | GB 3565-2005 | 11.2 | 11.2 | [5 empty] | 2 | D571-444,D571-192
[10 empty] | 电动自行车安全技术规范 | Safety technical specification for electric bicycle | GB 17761-2018 | GB 17761-2018 | 6.1.6.1,7.2.6.1 | 6.1.6.1,7.2.6.1 | [5 empty] | 2 | D571-444,D571-192
[5 empty] | 鞍管安全线 | Safety line of the saddle tube |  | 052201 |  | 电动自行车通用技术条件 | Electric bicycles--General technical requirements | GB17761-1999 | GB17761-1999 | 6.2.6.1 | 6.2.6.1 | [5 empty] | 2 | D571-192
[10 empty] | 自行车安全要求 | Safety requirements for bicycles | GB 3565-2005 | GB 3565-2005 | 12.2 | 12.2 | [5 empty] | 2 | D571-192
[10 empty] | 电动自行车安全技术规范 | Safety technical specification for electric bicycle | GB 17761-2018 | GB 17761-2018 | 6.2.2.3,7.3.2.3 | 6.2.2.3,7.3.2.3 | [5 empty] | 2 | D571-192
[5 empty] | 鞍座调节夹紧强度 | Strength conditioning of saddle clamping |  | 052201 |  | 电动自行车通用技术条件 | Electric bicycles--General technical requirements | GB17761-1999 | GB17761-1999 | 6.2.6.2 | 6.2.6.2 | [5 empty] | 2 | D571-192,573-585
[10 empty] | 自行车安全要求 | Safety requirements for bicycles | GB 3565-2005 | GB 3565-2005 | 30.1 | 30.1 | [5 empty] | 2 | D571-192,573-585
[5 empty] | 反射器和鸣号装置 | reflector and the warning device |  | 052201 |  | 电动自行车通用技术条件 | Electric bicycles--General technical requirements | GB17761-1999 | GB17761-1999 | 6.2.7 | 6.2.7 | [5 empty] | 2 | 577-033
[10 empty] | 自行车反射器 | Reflector for bicycles | QB 2191-1995 | QB 2191-1995 | 6.1 | 6.1 | [5 empty] | 2 | 577-033
[5 empty] | 反射器 | Reflector |  | 052201 |  | 电动自行车安全技术规范 | Safety technical specification for electric bicycle | GB 17761-2018 | GB 17761-2018 | 6.2.3.1,7.3.3.1 | 6.2.3.1,7.3.3.1 | [5 empty] | 2 | 577-033
[10 empty] | 自行车 反射装置 | Cycles—Retro-reflective devices | GB/T 31887-2015 | GB/T 31887-2015 | 5 | 5 | [5 empty] | 2 | 577-033
[10 empty] | 自行车安全要求 | safety requirements for bicycles | GB 3565-2005 | GB 3565-2005 | 17 | 17
[5 empty] | 照明 | lighting |  | 052201 |  | 电动自行车安全技术规范 | Safety technical specification for electric bicycle | GB 17761-2018 | GB 17761-2018 | 6.2.3.2,7.3.3.2 | 6.2.3.2,7.3.3.2 | [5 empty] | 2 | 577-058
[10 empty] | 自行车 照明设备 | Bicycles--Lighting equipment | GB/T 22791-2008 | GB/T 22791-2008 | 4,5 | 4,5
[5 empty] | 鸣号装置 | warning device |  | 052201 |  | 电动自行车安全技术规范 | Safety technical specification for electric bicycle | GB 17761-2018 | GB 17761-2018 | 6.2.3.3,7.3.3.3 | 6.2.3.3,7.3.3.3 | [5 empty] | 2 | 578-025,D571-192
[5 empty] | 电器装置要求 | Electrical device requirements |  | 052201 |  | 电动自行车通用技术条件 | Electric bicycles--General technical requirements | GB17761-1999 | GB17761-1999 | 6.2.8.1 | 6.2.8.1 | [5 empty] | 2 | 573-585
[5 empty] | 电气强度 | Electrical power |  | 052201 |  | 电动自行车安全技术规范 | Safety technical specification for electric bicycle | GB 17761-2018 | GB 17761-2018 | 6.3.1.3,7.4.1.3 | 6.3.1.3,7.4.1.3 | [5 empty] | 2 | 574-174
[5 empty] | 绝缘性能 | Insulating properties |  | 052201 |  | 电动自行车通用技术条件 | Electric bicycles--General technical requirements | GB17761-1999 | GB17761-1999 | 6.2.8.2 | 6.2.8.2 | [5 empty] | 2 | D574-139
[5 empty] | 蓄电池密封性 | Sealing ability of battery |  | 040402 040403 |  | 电动自行车通用技术条件 | Electric bicycles--General technical requirements | GB17761-1999 | GB17761-1999 | 6.2.8.3 | 6.2.8.3 | [5 empty] | 2
[5 empty] | 蓄电池的标称电压 | Rated voltage of battery |  | 040402 040403 |  | 电动自行车通用技术条件 | Electric bicycles--General technical requirements | GB17761-1999 | GB17761-1999 | 6.2.8.4 | 6.2.8.4 | [5 empty] | 2 | 574-242
[5 empty] | 制动断电功能 | Braking power-off function |  | 052201 |  | 电动自行车通用技术条件 | Electric bicycles--General technical requirements | GB17761-1999 | GB17761-1999 | 6.2.8.5 | 6.2.8.5 | [5 empty] | 2 | 574-242
[10 empty] | 电动自行车安全技术规范 | Safety technical specification for electric bicycle | GB 17761-2018 | GB 17761-2018 | 6.3.2.1,7.4.2.1 | 6.3.2.1,7.4.2.1 | [5 empty] | 2 | 574-316,574-242
[5 empty] | 欠压、过流保护功能 | Protection function for nder voltage, over current condition |  | 052201 |  | 电动自行车通用技术条件 | Electric bicycles--General technical requirements | GB17761-1999 | GB17761-1999 | 6.2.8.6 | 6.2.8.6 | [5 empty] | 2 | 574-316,574-242
[5 empty] | 过流保护功能 | protection function for over current |  | 052201 |  | 电动自行车安全技术规范 | Safety technical specification for electric bicycle | GB 17761-2018 | GB 17761-2018 | 6.3.2.2,7.4.2.2 | 6.3.2.2,7.4.2.2 | [5 empty] | 2 | 574-316,574-242,D574-118
[5 empty] | 防失控功能 | Anti runaway function |  | 052201 |  | 电动自行车安全技术规范 | Safety technical specification for electric bicycle | GB 17761-2018 | GB 17761-2018 | 6.3.2.3,7.4.2.3 | 6.3.2.3,7.4.2.3 | [5 empty] | 2 | 574-316,574-242,D574-118
[5 empty] | 总体要求检验 | General requirement |  | 052201 |  | 电动自行车通用技术条件 | Electric bicycles--General technical requirements | GB17761-1999 | GB17761-1999 | 6.3.1 | 6.3.1 | [5 empty] | 2
[5 empty] | 尺寸限值 | dimension |  | 052201 |  | 电动自行车安全技术规范 | Safety technical specification for electric bicycle | GB 17761-2018 | GB 17761-2018 | 6.1.5,7.2.5 | 6.1.5,7.2.5 | [5 empty] | 2 | D571-192
[5 empty] | 轮辋径向、端面圆跳动量 | Rim radial, end circular run-out amount |  | 052201 |  | 电动自行车通用技术条件 | Electric bicycles--General technical requirements | GB17761-1999 | GB17761-1999 | 6.3.2 | 6.3.2 | [5 empty] | 2 | D571-195
[10 empty] | 自行车 装配要求 | Assembly requirements of bicycles | GB/T 3566-1993 | GB/T 3566-1993 | 23 | 23 | [5 empty] | 2 | D571-195
[5 empty] | 前后轮辋与前叉、车架平、立叉两边间隙的相对偏差 | Relative deviation check of front and rear rims and front fork, frame flat, vertical fork on both sides of the gap |  | 052201 |  | 电动自行车通用技术条件 | Electric bicycles--General technical requirements | GB17761-1999 | GB17761-1999 | 6.3.3 | 6.3.3 | [5 empty] | 2 | D571-373
[10 empty] | 自行车 装配要求 | Assembly requirements of bicycles | GB/T 3566-1993 | GB/T 3566-1993 | 26 | 26 | [5 empty] | 2 | D571-373
[5 empty] | 前后轮中心面相对偏差 | Relative deviation of front, rear center plane relative deviation |  | 052201 |  | 电动自行车通用技术条件 | Electric bicycles--General technical requirements | GB17761-1999 | GB17761-1999 | 6.3.4 | 6.3.4 | [5 empty] | 2 | 579-065
[10 empty] | 自行车 装配要求 | Assembly requirements of bicycles | GB/T 3566-1993 | GB/T 3566-1993 | 27 | 27 | [5 empty] | 2 | 579-065
[5 empty] | 整车外观要求 | Vehicle appearance requirements |  | 052201 |  | 电动自行车通用技术条件 | Electric bicycles--General technical requirements | GB17761-1999 | GB17761-1999 | 6.4 | 6.4 | [5 empty] | 2
[10 empty] | 自行车电镀技术条件 | Technical requirements for bicycles electroplating | QB/T 1217-1991 | QB/T 1217-1991 | 5.1.2 | 5.1.2 | [5 empty] | 2
[10 empty] | 自行车油漆技术条件 | Technical specifications for bicycle paint | QB/T 1218-1991 | QB/T 1218-1991 | 4.1 | 4.1 | [5 empty] | 2
[10 empty] | 自行车铝合金件阳极氧化技术条件 | Technical specifications for anodic oxidation of aluminium alloy parts for bicycles | QB/T 2184-1995 | QB/T 2184-1995 | 6.1 | 6.1 | [5 empty] | 2
[5 empty] | 整车道路行驶要求 | Vehicle road requirements |  | 052201 |  | 电动自行车通用技术条件 | Electric bicycles--General technical requirements | GB17761-1999 | GB17761-1999 | 6.5 | 6.5 | [5 empty] | 2 | 579-046
[5 empty] | 说明书的要求 | Manual requirements |  | 052201 |  | 电动自行车通用技术条件 | Electric bicycles--General technical requirements | GB17761-1999 | GB17761-1999 | 6.6 | 6.6 | [5 empty] | 2
[5 empty] | 使用说明书核查 | instructions review |  | 052201 |  | 电动自行车安全技术规范 | Safety technical specification for electric bicycle | GB 17761-2018 | GB 17761-2018 | 6.7,7.8 | 6.7,7.8 | [5 empty] | 2
[5 empty] | 突出物 | Protrusion |  | 052201 |  | 电动自行车安全技术规范 | Safety technical specification for electric bicycle | GB 17761-2018 | GB 17761-2018 | 6.1.6.2,7.2.6.2 | 6.1.6.2,7.2.6.2 | [5 empty] | 2 | D571-373,D571-213
[10 empty] | 自行车安全要求 | Safety requirements for bicycles | GB 3565-2005 | GB 3565-2005 | 3.9,4.2 | 3.9,4.2 | [5 empty] | 2 | D571-373,D571-213
[5 empty] | 车速提示音 | Speed beep |  | 052201 |  | 电动自行车安全技术规范 | Safety technical specification for electric bicycle | GB 17761-2018 | GB 17761-2018 | 6.1.7,7.2.7 | 6.1.7,7.2.7 | [5 empty] | 2 | 578-025,578-026,579-046,D573-116,D573-095,D572-041,573-522
[5 empty] | 淋水涉水性能 | Paddling performance |  | 052201 |  | 电动自行车安全技术规范 | Safety technical specification for electric bicycle | GB 17761-2018 | GB 17761-2018 | 6.1.8,7.2.8 | 6.1.8,7.2.8 | [5 empty] | 2 | 573-365,D574-139,579-046,D576-025
[5 empty] | 电动机额定连续输出功率 | Rated continuous output power of motor |  | 052201 |  | 电动自行车安全技术规范 | Safety technical specification for electric bicycle | GB 17761-2018 | GB 17761-2018 | 6.3.3,7.4.3 | 6.3.3,7.4.3 | [5 empty] | 2 | 573-411
[10 empty] | 旋转电机 定额和性能 | nominal voltage and performance of rotating electric machinery | GB/T 755-2008 | GB/T 755-2008 | 4.2.1 | 4.2.1
[5 empty] | 铅酸蓄电池要求 | Lead acid battery requirements |  | 040403 |  | 电动自行车安全技术规范 | Safety technical specification for electric bicycle | JCBZ 55-2017 | JCBZ 55-2017 | 6.4.4.1 | 6.4.4.1 | [5 empty] | 2 | 574-170,574-169,574-171
[10 empty] | 民用铅酸蓄电池安全技术规范 | Civil lead-acid battery technical code for safety | GB/T 32504—2016 | GB/T 32504—2016 | 5.4,5.5,5.13 | 5.4,5.5,5.13 | [5 empty] | 2 | 574-170,574-169,574-171
[5 empty] | 锂电子蓄电池要求 | Lithium battery requirements |  | 040402 |  | 电动自行车安全技术规范 | Safety technical specification for electric bicycle | JCBZ 55-2017 | JCBZ 55-2017 | 6.4.4.2 | 6.4.4.2 | [5 empty] | 2 | 574-170,574-169,574-171
[5 empty] | 金属氢化物电池要求 | Metal hydride battery requirements |  | 040402 |  | 电动自行车安全技术规范 | Safety technical specification for electric bicycle | JCBZ 55-2017 | JCBZ 55-2017 | 6.4.4.3 | 6.4.4.3 | [5 empty] | 2 | 574-170,574-169,574-171
[10 empty] | 电动自行车用蓄电池及充电器 第2部分：金属氢化物镍蓄电池及充电器 | Electric bicycles-cell or battery and chargers Part 2:matel-oxide Ni-lon batteries and chargers | QB/T 2947.2—2008 | QB/T 2947.2—2008 | 6.1.6.1,6.1.6.2,6.1.6.3,6.1.6.8 | 6.1.6.1,6.1.6.2,6.1.6.3,6.1.6.8 | [5 empty] | 2 | 574-170,574-169,574-171
[5 empty] | 充电器性能 | The charger performance |  | 040404 |  | 电动自行车安全技术规范 | Safety technical specification for electric bicycle | GB 17761-2018 | GB 17761-2018 | 6.3.4.1,7.4.4.1 | 6.3.4.1,7.4.4.1 | [5 empty] | 2 | 574-242
[5 empty] | 蓄电池的最大输出电压 | The maximum output voltage of the battery |  | 052201 |  | 电动自行车安全技术规范 | Safety technical specification for electric bicycle | GB 17761-2018 | GB 17761-2018 | 6.3.4.2,7.4.4.2 | 6.3.4.2,7.4.4.2 | [5 empty] | 2 | 574-242
[5 empty] | 蓄电池防篡改 | Battery tamper proofing |  | 052201 |  | 电动自行车安全技术规范 | Safety technical specification for electric bicycle | GB 17761-2018 | GB 17761-2018 | 6.3.4.3,7.4.4.3 | 6.3.4.3,7.4.4.3 | [5 empty] | 2 | D571-373
[5 empty] | 防火性能 | Fire properties |  | 052201 |  | 电动自行车安全技术规范 | Safety technical specification for electric bicycle | GB 17761-2018 | GB 17761-2018 | 6.4,7.5 | 6.4,7.5 | [5 empty] | 2 | 985-037
[10 empty] | 电工电子产品着火危险试验 第11部分 灼热丝热丝基本试验方法 成品的灼热丝可燃性试验方法 | Fire hazard testing for electric and electronic products - Part 11: Glowing/hot-wire based test methods - Glow-wire flammability test method for end-products | GB/T5169.11-2017 | GB/T5169.11-2017 | [7 empty] | 2 | 985-037
[5 empty] | 阻燃性能 | Flame retardant properties |  | 052201 |  | 电动自行车安全技术规范 | Safety technical specification for electric bicycle | GB 17761-2018 | GB 17761-2018 | 6.5,7.6 | 6.5,7.6 | [5 empty] | 2 | 572-109
[10 empty] | 电工电子产品着火危险试验 第16部分_ 试验火焰 50W水平与垂直火焰试验方法 | Fire hazard testing for electric and electronic products - Part 16: Test flames - 50W horizontal and vertical flame test methods | GB/T5169.16-2017 | GB/T5169.16-2017 | [7 empty] | 2 | 572-109
[5 empty] | 无线电骚扰特性 | Radiation disturbance |  | 052201 |  | 电动自行车安全技术规范 | Safety technical specification for electric bicycle | GB 17761-2018 | GB 17761-2018 | 6.6,7.7 | 6.6,7.7 | [5 empty] | 2 | 574-209,574-125-01,D573-116,D571-192,574-125-02,574-137,574-209,D573-116,D571-192
[10 empty] | 车辆、船和内燃机 无线电骚扰特性 用于保护车外接收机的限值和测量方法 | Vehicles, boats, and internal combustion engine Radio disturbance characteristics Limits and methods of measurement for the protection of off-board receivers | GB 14023-2011 | GB 14023-2011 | 5 | 5 | [5 empty] | 2 | 574-209,574-125-01,D573-116,D571-192
[10 empty] | 电动车辆的电磁场发射强度的限值和测量方法 宽带9kHz~30MHz | Limits and test method of magnetic and electric field strength from electric vehicles, broadband,9 kHz to 30 MHz | GB/T 18387-2008 | GB/T 18387-2008 | 5 | 5 | [5 empty] | 2 | 574-125-02,574-137,574-209,D573-116,D571-192
[5 empty] | 铭牌 | name plate |  | 052201 |  | 电动自行车安全技术规范 | Safety technical specification for electric bicycle | GB 17761-2018 | GB 17761-2018 | 5.1 | 5.1 | [5 empty] | 2 | D571-373
[5 empty] | 整车编码 | Vehicle code |  | 052201 |  | 电动自行车安全技术规范 | Safety technical specification for electric bicycle | GB 17761-2018 | GB 17761-2018 | 5.2 | 5.2
[5 empty] | 电动机编码 | motor code |  | 052201 |  | 电动自行车安全技术规范 | Safety technical specification for electric bicycle | GB 17761-2018 | GB 17761-2018 | 5.3 | 5.3
[5 empty] | 号牌安装位置核查 | registration plate position reviewing |  | 052201 |  | 电动自行车安全技术规范 | Safety technical specification for electric bicycle | GB 17761-2018 | GB 17761-2018 | 5.4 | 5.4
[5 empty] | 产品合格证核查 | product certificate reviewing |  | 052201 |  | 电动自行车安全技术规范 | Safety technical specification for electric bicycle | GB 17761-2018 | GB 17761-2018 | 5.5 | 5.5
[5 empty] | 防碰擦 | anti-crash |  | 052201 |  | 电动自行车安全技术规范 | Safety technical specification for electric bicycle | GB 17761-2018 | GB 17761-2018 | 6.1.6.3,7.2.6.3 | 6.1.6.3,7.2.6.3
[5 empty] | 导线布线安装 | layout installation |  | 052201 |  | 电动自行车安全技术规范 | Safety technical specification for electric bicycle | GB 17761-2018 | GB 17761-2018 | 6.3.1.1,7.4.1.1 | 6.3.1.1,7.4.1.1
[5 empty] | 短路保护 | short circuit protection |  | 052201 |  | 电动自行车安全技术规范 | Safety technical specification for electric bicycle | GB 17761-2018 | GB 17761-2018 | 6.3.1.2,7.4.1.2 | 6.3.1.2,7.4.1.2
30 | 电动平衡车 | electric balancing scooter |  | N | 标志和说明书 | Signs and instructions |  | 052201 |  | 电动平衡车安全认证技术规范 | Safety technical specification for electric balancing scooters | CQC 1125-2016 | CQC 1125-2016 | 6 | 6 | [5 empty] | 2 | D576-029
[10 empty] | 电动平衡车安全要求及测试方法 | Electrical self-balancing vehicles—Safety requirements and test methods | GB/T 34668-2017 | GB/T 34668-2017 | 10 | 10 | [5 empty] | 2
[10 empty] | 电动平衡车通用技术条件 | Electrical self-balancing vehicles—General technical requirements | GB/T 34667-2017 | GB/T 34667-2017 | 8 | 8 | [5 empty] | 2
[5 empty] | 防触电保护 | Electric-shock safeguard |  | 052201 |  | 电动平衡车安全认证技术规范 | Safety technical specification for electric balancing scooters | CQC 1125-2016 | CQC 1125-2016 | 7 | 7 | [5 empty] | 2 | D574-141
[10 empty] | 外壳防护等级（IP)代码 | Degrees of protection provided of enclosure(IP code) | GB/T 4208-2017 | GB/T 4208-2017 | 12,13 | 12,13 | [5 empty] | 2 | D574-141
[5 empty] | 导线和端子 | Wires and terminals |  | 052201 |  | 电动平衡车安全认证技术规范 | Safety technical specification for electric balancing scooters | CQC 1125-2016 | CQC 1125-2016 | 8 | 8 | [5 empty] | 2
[10 empty] | 外壳防护等级（IP)代码 | Degrees of protection provided of enclosure(IP code) | GB/T 4208-2017 | GB/T 4208-2017 | 12,13 | 12,13 | [5 empty] | 2
[5 empty] | 防潮、电气强度和绝缘电阻 | Moisture resistance, electrical strength and insulation resistance |  | 052201 |  | 电动平衡车安全认证技术规范 | Safety technical specification for electric balancing scooters | CQC 1125-2016 | CQC 1125-2016 | 9 | 9 | [5 empty] | 2 | 572-070,574-174,D574-139
[5 empty] | 过充电试验 | Overcharge test |  | 040402 |  | 电动平衡车安全认证技术规范 | Safety technical specification for electric balancing scooters | CQC 1125-2016 | CQC 1125-2016 | 10 | 10 | [5 empty] | 2 | 574-170,574-169,572-070
[5 empty] | 短路试验 | Short-circuit test |  | 040402 |  | 电动平衡车安全认证技术规范 | Safety technical specification for electric balancing scooters | CQC 1125-2016 | CQC 1125-2016 | 11 | 11 | [5 empty] | 2 | 574-171
[5 empty] | 过放电 | Over discharge |  | 040402 |  | 电动平衡车安全认证技术规范 | Safety technical specification for electric balancing scooters | CQC 1125-2016 | CQC 1125-2016 | 12 | 12 | [5 empty] | 2 | 574-170,574-169
[5 empty] | 温度测试 | Temperature test |  | 040402 |  | 电动平衡车安全认证技术规范 | Safety technical specification for electric balancing scooters | CQC 1125-2016 | CQC 1125-2016 | 13 | 13 | [5 empty] | 2 | 574-170,574-169,572-070
[5 empty] | 不均衡充电 | Unbalanced charging |  | 040402 |  | 电动平衡车安全认证技术规范 | Safety technical specification for electric balancing scooters | CQC 1125-2016 | CQC 1125-2016 | 14 | 14 | [5 empty] | 2 | 574-170,574-169,572-070
[5 empty] | 电机测试 | Motor test |  | 052201 |  | 电动平衡车安全认证技术规范 | Safety technical specification for electric balancing scooters | CQC 1125-2016 | CQC 1125-2016 | 15 | 15 | [5 empty] | 2 | 573-411,D572-139
[10 empty] | 电动平衡车安全要求及测试方法 | Electrical self-balancing vehicles—Safety requirements and test methods | GB/T 34668-2017 | GB/T 34668-2017 | 5.5.3,9.2.1,9.2.2 | 5.5.3,9.2.1,9.2.2 | [5 empty] | 2 | 573-411,D572-139
[10 empty] | 小功率电动机的安全要求 | Safety requirements of small-power motors | GB 12350-2009 | GB 12350-2009 | 17 | 17 | [5 empty] | 2 | 573-411,D572-139
[10 empty] | 电动平衡车通用技术条件 | Electrical self-balancing vehicles—General technical requirements | GB/T 34667-2017 | GB/T 34667-2017 | 5.2.10 | 5.2.10 | [5 empty] | 2 | 573-411,D572-139
[5 empty] | 机械强度 | Mechanical strength |  | 052201 |  | 电动平衡车安全认证技术规范 | Safety technical specification for electric balancing scooters | CQC 1125-2016 | CQC 1125-2016 | 16 | 16 | [5 empty] | 2 | 573-493,573-585
[5 empty] | 耐老化和防水 | Aging resistance and waterproof |  | 052201 |  | 电动平衡车安全认证技术规范 | Safety technical specification for electric balancing scooters | CQC 1125-2016 | CQC 1125-2016 | 17 | 17 | [5 empty] | 2 | 579-085,572-106
[5 empty] | 电气间隙和爬电距离 | Clearance of electrical appliances and creepage distance |  | 052201 |  | 电动平衡车安全认证技术规范 | Safety technical specification for electric balancing scooters | CQC 1125-2016 | CQC 1125-2016 | 18 | 18 | [5 empty] | 2 | D571-374
[10 empty] | 信息技术设备 安全 第1部分：通用要求 | Information technology equipment-Safety-Part 1:General requirements | GB 4943.1-2011 | GB 4943.1-2011 | 2.10 | 2.10 | [5 empty] | 2 | D571-374
[5 empty] | 非金属材料阻燃试验 | Flame retardant test of nonmetallic materials |  | 031706 |  | 电动平衡车安全认证技术规范 | Safety technical specification for electric balancing scooters | CQC 1125-2016 | CQC 1125-2016 | 19 | 19 | [5 empty] | 2 | 572-109
[10 empty] | 电工电子产品着火危险试验 第16部分：试验火焰 50W水平与垂直火焰试验方法 | Fire hazard testing for eletric and electronic products-Part 16:Test flames-50W horizontal ang vertical flame test methods | GB/T 5169.16-2008 | GB/T 5169.16-2008 | 9 | 9 | [5 empty] | 2 | 572-109
[10 empty] | 信息技术设备 安全 第1部分：通用要求 | Information technology equipment-Safety-Part 1:General requirements | GB 4943.1-2011 | GB 4943.1-2011 | 附录A.2 | 附录A.2 | [5 empty] | 2 | 572-109
[10 empty] | 电动平衡车安全要求及测试方法 | Electrical self-balancing vehicles—Safety requirements and test methods | GB/T 34668-2017 | GB/T 34668-2017 | 5.1.1 | 5.1.1 | [5 empty] | 2 | 572-109
[5 empty] | 金属材料盐雾腐蚀试验 | Salt spray corrosion resistance of metal material |  | 031706 |  | 电动平衡车安全要求及测试方法 | Electrical self-balancing vehicles—Safety requirements and test methods | GB/T 34668-2017 | GB/T 34668-2017 | 5.1.2 | 5.1.2 | [5 empty] | 2 | 570-062
[5 empty] | 抗盐雾腐蚀 | Salt spray corrosion resistance |  | 052201 |  | 电动平衡车通用技术条件 | Electrical self-balancing vehicles—General technical requirements | GB/T 34667-2017 | GB/T 34667-2017 | 5.4.3,6.3.2 | 5.4.3,6.3.2 | [5 empty] | 2 | 570-062
[5 empty] | 盐雾试验 | Salt spray test |  | 052201 |  | 电工电子产品环境试验第2部分：试验方法 试验Ka:盐雾 | Environmental testing for electric and electronic products-part 2 Test methods-Test ka:Salt mist | GB/T 2423.17-2008 | GB/T 2423.17-2008 | 3-9 | 3-9 | [5 empty] | 2 | 570-062
[5 empty] | 耐腐蚀性 | Corrosion resistance |  | 052201 |  | 电动平衡车安全认证技术规范 | Safety technical specification for electric balancing scooters | CQC 1125-2016 | CQC 1125-2016 | 20 | 20 | [5 empty] | 2 | 570-062
[5 empty] | 外壳要求 | The shell requirements |  | 052201 |  | 电动平衡车安全要求及测试方法 | Electrical self-balancing vehicles—Safety requirements and test methods | GB/T 34668-2017 | GB/T 34668-2017 | 5.2 | 5.2 | [5 empty] | 2
[5 empty] | 锐利边缘 | Sharp edges |  | 052201 |  | 电动平衡车安全要求及测试方法 | Electrical self-balancing vehicles—Safety requirements and test methods | GB/T 34668-2017 | GB/T 34668-2017 | 5.3 | 5.3 | [5 empty] | 2
[5 empty] | 超速保护 | Overspeed protection |  | 052201 |  | 电动平衡车安全要求及测试方法 | Electrical self-balancing vehicles—Safety requirements and test methods | GB/T 34668-2017 | GB/T 34668-2017 | 5.4.1,9.1.1 | 5.4.1,9.1.1 | [5 empty] | 2 | 579-046
[5 empty] | 低电量保护 | Low battery protection |  | 052201 |  | 电动平衡车安全要求及测试方法 | Electrical self-balancing vehicles—Safety requirements and test methods | GB/T 34668-2017 | GB/T 34668-2017 | 5.4.2,9.1.2 | 5.4.2,9.1.2 | [5 empty] | 2 | 574-242
[5 empty] | 驻坡能力及保护 | In the slope and protection |  | 052201 |  | 电动平衡车安全要求及测试方法 | Electrical self-balancing vehicles—Safety requirements and test methods | GB/T 34668-2017 | GB/T 34668-2017 | 5.4.3,9.1.3 | 5.4.3,9.1.3 | [5 empty] | 2
[5 empty] | 失稳保护 | Instability of protection |  | 052201 |  | 电动平衡车安全要求及测试方法 | Electrical self-balancing vehicles—Safety requirements and test methods | GB/T 34668-2017 | GB/T 34668-2017 | 5.4.4,9.1.4 | 5.4.4,9.1.4 | [5 empty] | 2
[5 empty] | 能量回收过充电保护 | Energy recovery over charging protection |  | 052201 |  | 电动平衡车安全要求及测试方法 | Electrical self-balancing vehicles—Safety requirements and test methods | GB/T 34668-2017 | GB/T 34668-2017 | 5.4.5,9.1.5 | 5.4.5,9.1.5 | [5 empty] | 2 | 574-170,574-169
[5 empty] | 单节电池欠压报警限速 | Single battery voltage alarm limit |  | 052201 |  | 电动平衡车安全要求及测试方法 | Electrical self-balancing vehicles—Safety requirements and test methods | GB/T 34668-2017 | GB/T 34668-2017 | 5.4.6,9.1.6 | 5.4.6,9.1.6 | [5 empty] | 2 | 574-170,574-169
[5 empty] | 充电锁止 | Charging locking |  | 052201 |  | 电动平衡车安全要求及测试方法 | Electrical self-balancing vehicles—Safety requirements and test methods | GB/T 34668-2017 | GB/T 34668-2017 | 5.4.7,9.1.7 | 5.4.7,9.1.7 | [5 empty] | 2
[5 empty] | 防飞转保护 | Prevent to embrace |  | 052201 |  | 电动平衡车安全要求及测试方法 | Electrical self-balancing vehicles—Safety requirements and test methods | GB/T 34668-2017 | GB/T 34668-2017 | 5.4.8,9.1.8 | 5.4.8,9.1.8 | [5 empty] | 2 | D576-029
[5 empty] | 绝缘要求 | Insulation requirements |  | 052201 |  | 电动平衡车安全要求及测试方法 | Electrical self-balancing vehicles—Safety requirements and test methods | GB/T 34668-2017 | GB/T 34668-2017 | 6.1 | 6.1 | [5 empty] | 2 | D571-374
[10 empty] | 信息技术设备 安全 第1部分：通用要求 | Information technology equipment-Safety-Part 1:General requirements | GB 4943.1-2011 | GB 4943.1-2011 | 2.10,2.6.5.6 | 2.10,2.6.5.6 | [5 empty] | 2 | D571-374
[5 empty] | 布线要求 | Wiring requirements |  | 052201 |  | 电动平衡车安全要求及测试方法 | Electrical self-balancing vehicles—Safety requirements and test methods | GB/T 34668-2017 | GB/T 34668-2017 | 6.2 | 6.2 | [5 empty] | 2
[5 empty] | 短路安全要求 | Short circuit safety requirements |  | 052201 |  | 电动平衡车安全要求及测试方法 | Electrical self-balancing vehicles—Safety requirements and test methods | GB/T 34668-2017 | GB/T 34668-2017 | 6.3,9.2.3 | 6.3,9.2.3 | [5 empty] | 2 | 574-171
[5 empty] | 发热要求 | Heating requirements |  | 052201 |  | 电动平衡车安全要求及测试方法 | Electrical self-balancing vehicles—Safety requirements and test methods | GB/T 34668-2017 | GB/T 34668-2017 | 6.4,9.2.4 | 6.4,9.2.4 | [5 empty] | 2 | 574-170,574-169
[10 empty] | 信息技术设备 安全 第1部分：通用要求 | Information technology equipment-Safety-Part 1:General requirements | GB 4943.1-2011 | GB 4943.1-2011 | 4.5.1,4.5.3,4.5.4 | 4.5.1,4.5.3,4.5.4 | [5 empty] | 2 | 574-170,574-169
[5 empty] | 抗电强度 | The electric strength |  | 052201 |  | 电动平衡车安全要求及测试方法 | Electrical self-balancing vehicles—Safety requirements and test methods | GB/T 34668-2017 | GB/T 34668-2017 | 6.5,9.2.5 | 6.5,9.2.5 | [5 empty] | 2 | 572-106,574-174
[10 empty] | 信息技术设备 安全 第1部分：通用要求 | Information technology equipment-Safety-Part 1:General requirements | GB 4943.1-2011 | GB 4943.1-2011 | 5.2.2 | 5.2.2 | [5 empty] | 2 | 572-106,574-174
[5 empty] | 外壳防护等级 | Enclosure protection class |  | 052201 |  | 电动平衡车安全要求及测试方法 | Electrical self-balancing vehicles—Safety requirements and test methods | GB/T 34668-2017 | GB/T 34668-2017 | 7.1,9.3.1 | 7.1,9.3.1 | [5 empty] | 2 | 570-146
[10 empty] | 外壳防护等级（IP)代码 | Degrees of protection provided of enclosure(IP code) | GB/T 4208-2017 | GB/T 4208-2017 | 13 | 13 | IP68 | IP68 |  |  |  | 2 | 570-146
[5 empty] | 静态强度 | Static strength |  | 052201 |  | 电动平衡车安全要求及测试方法 | Electrical self-balancing vehicles—Safety requirements and test methods | GB/T 34668-2017 | GB/T 34668-2017 | 7.2,9.3.2 | 7.2,9.3.2 | [5 empty] | 2 | 573-585
[5 empty] | 动态强度 | Dynamic strength |  | 052201 |  | 电动平衡车安全要求及测试方法 | Electrical self-balancing vehicles—Safety requirements and test methods | GB/T 34668-2017 | GB/T 34668-2017 | 7.3,9.3.3 | 7.3,9.3.3 | [5 empty] | 2 | 579-083,572-070
[5 empty] | 应力消除 | Stress relieving |  | 052201 |  | 电动平衡车安全要求及测试方法 | Electrical self-balancing vehicles—Safety requirements and test methods | GB/T 34668-2017 | GB/T 34668-2017 | 7.4,9.3.4 | 7.4,9.3.4 | [5 empty] | 2 | 572-070
[5 empty] | 把手强度 | The intensity of the handle |  | 052201 |  | 电动平衡车安全要求及测试方法 | Electrical self-balancing vehicles—Safety requirements and test methods | GB/T 34668-2017 | GB/T 34668-2017 | 7.5,9.3.5 | 7.5,9.3.5 | [5 empty] | 2 | 573-585
[5 empty] | 鞍座强度 | The intensity of the saddle |  | 052201 |  | 电动平衡车安全要求及测试方法 | Electrical self-balancing vehicles—Safety requirements and test methods | GB/T 34668-2017 | GB/T 34668-2017 | 7.6,9.3.6 | 7.6,9.3.6 | [5 empty] | 2 | 573-585
[10 empty] | 自行车安全要求 | Safety requirements for bicycle | GB3565-2005 | GB3565-2005 | 12.3,12.4,12.5,30.1,30.2 | 12.3,12.4,12.5,30.1,30.2 | [5 empty] | 2 | 573-585
[5 empty] | 座椅 | seat |  | 052201 |  | 电动平衡车通用技术条件 | Electrical self-balancing vehicles—General technical requirements | GB/T 34667-2017 | GB/T 34667-2017 | 5.2.6 | 5.2.6 | [5 empty] | 2 | 573-585
[5 empty] | 振动 | vibration |  | 052201 |  | 电动平衡车安全要求及测试方法 | Electrical self-balancing vehicles—Safety requirements and test methods | GB/T 34668-2017 | GB/T 34668-2017 | 8.1,9.4.1 | 8.1,9.4.1 | [5 empty] | 2 | 573-493
[5 empty] | 跌落 | fall |  | 052201 |  | 电动平衡车安全要求及测试方法 | Electrical self-balancing vehicles—Safety requirements and test methods | GB/T 34668-2017 | GB/T 34668-2017 | 8.2,9.4.2 | 8.2,9.4.2 | [5 empty] | 2 | 579-083
[5 empty] | 冲击 | impact |  | 052201 |  | 电动平衡车安全要求及测试方法 | Electrical self-balancing vehicles—Safety requirements and test methods | GB/T 34668-2017 | GB/T 34668-2017 | 8.3,9.4.3 | 8.3,9.4.3 | [5 empty] | 2 | 573-493
[5 empty] | 温度冲击 | Temperature shock |  | 052201 |  | 电动平衡车安全要求及测试方法 | Electrical self-balancing vehicles—Safety requirements and test methods | GB/T 34668-2017 | GB/T 34668-2017 | 8.4,9.4.4 | 8.4,9.4.4 | [5 empty] | 2 | 572-106
[5 empty] | 局部浸水 | Local flooding |  | 052201 |  | 电动平衡车安全要求及测试方法 | Electrical self-balancing vehicles—Safety requirements and test methods | GB/T 34668-2017 | GB/T 34668-2017 | 8.5,9.4.5 | 8.5,9.4.5 | [5 empty] | 2
[5 empty] | 电池和电池组安全要求 | Battery and battery pack safety requirements |  | 040402 |  | 电动平衡车安全要求及测试方法 | Electrical self-balancing vehicles—Safety requirements and test methods | GB/T 34668-2017 | GB/T 34668-2017 | 5.5.1 | 5.5.1 | [5 empty] | 2 | 574-170,574-169,572-070,574-171,573-493,579-083
[10 empty] | 便携式电子产品用锂离子电池和电池组安全要求 | Lithium ion cells and batteries used in portable electronic equipments-Safety requirements | GB31241-2014 | GB31241-2014 | 5-8 | 5-8 | [5 empty] | 2 | 574-170,574-169,572-070,574-171,573-493,579-083
[10 empty] | 电动自行车用蓄电池及充电器第3部分：锂离子蓄电池及充电器 | Electric bicycles—cell or battery and chargersPart 3-Li—ion batteries and chargers | QB／T 2947．3——2008 | QB／T 2947．3——2008 | 5.1.5,5.1.6,6.1.5,6.1.6 | 5.1.5,5.1.6,6.1.5,6.1.6 | [5 empty] | 2 | 574-170,574-169,572-070,574-171,573-493,579-083
[10 empty] | 平衡车用锂离子电池和电池组规范 | Balance scooter lithium-ion batteries and battery pack specification | SJ/T 11685-2017 | SJ/T 11685-2017 | 全项 | 全项 | [5 empty] | 2 | 574-170,574-169,572-070,574-171,573-493,579-083
[10 empty] | 电动自行车用蓄电池及充电器第2部分：金属氢化物镍蓄电池及充电器 | Electric bicycles-cell or battery and chargers Part2:metal-hydride Ni-ion batteries and chargers | QB／T 2947．2——2008 | QB／T 2947．2——2008 | 5.1.5,5.1.6,6.1.5,6.1.6 | 5.1.5,5.1.6,6.1.5,6.1.6 | [5 empty] | 2 | 574-170,574-169,572-070,574-171,573-493,579-083
[10 empty] | 电动平衡车电气系统线路研究 | Out line of Investigation for Electrical Systems for Self-Balancing Scooters | UL2272 | UL2272 | 全项 | 全项 | [5 empty] | 2 | 574-170,574-169,572-070,574-171,573-493,579-083
[10 empty] | 电动平衡车通用技术条件 | Electrical self-balancing vehicles—General technical requirements | GB/T 34667-2017 | GB/T 34667-2017 | 5.2.9 | 5.2.9 | [5 empty] | 2 | 574-170,574-169,572-070,574-171,573-493,579-083
[5 empty] | 充电器要求 | The charger requirements |  | 052201 |  | 电动平衡车安全要求及测试方法 | Electrical self-balancing vehicles—Safety requirements and test methods | GB/T 34668-2017 | GB/T 34668-2017 | 5.5.2 | 5.5.2 | [5 empty] | 2 | 574-242
[10 empty] | 信息技术设备 安全 第1部分：通用要求 | Information technology equipment-Safety-Part 1:General requirements | GB 4943.1-2011 | GB 4943.1-2011 | 1.4,1.5 | 1.4,1.5 | [5 empty] | 2 | 574-242
[10 empty] | 电动平衡车通用技术条件 | Electrical self-balancing vehicles—General technical requirements | GB/T 34667-2017 | GB/T 34667-2017 | 5.2.11 | 5.2.11 | [5 empty] | 2 | 574-242
[5 empty] | 安全性 | Safety |  | 052201 |  | 电动平衡车通用技术条件 | Electrical self-balancing vehicles—General technical requirements | GB/T 34667-2017 | GB/T 34667-2017 | 5.3 | 5.3 | [5 empty] | 2
[5 empty] | 熔断器要求 | fuse requirements |  | 052201 |  | 电动平衡车安全要求及测试方法 | Electrical self-balancing vehicles—Safety requirements and test methods | GB/T 34668-2017 | GB/T 34668-2017 | 5.5.4 | 5.5.4 | [5 empty] | 2 | 574-242
[10 empty] | 小型熔断器第1部分：小型熔断器定义和小型熔断体通用要求 | Miniature fuses-Part 1:Definitions for miniature fuses and general requiremint for miniature fuse-links | GB/T9364.1-2015 | GB/T9364.1-2015 | 4-9 | 4-9 | [5 empty] | 2 | 574-242
[5 empty] | 电缆及连接器要求 | Cables and connectors requirements |  | 052201 |  | 电动平衡车安全要求及测试方法 | Electrical self-balancing vehicles—Safety requirements and test methods | GB/T 34668-2017 | GB/T 34668-2017 | 5.5.5 | 5.5.5 | [5 empty] | 2 | 573-585
[5 empty] | 无线连接功能 | A wireless connection function |  | 052201 |  | 电动平衡车通用技术条件 | Electrical self-balancing vehicles—General technical requirements | GB/T 34667-2017 | GB/T 34667-2017 | 5.2.1,6.5.1 | 5.2.1,6.5.1 | [5 empty] | 2 | D571-469
[5 empty] | 自动关机功能 | Automatic shutdown function |  | 052201 |  | 电动平衡车通用技术条件 | Electrical self-balancing vehicles—General technical requirements | GB/T 34667-2017 | GB/T 34667-2017 | 5.2.2,6.5.2 | 5.2.2,6.5.2 | [5 empty] | 2 | D576-029
[5 empty] | 信号功能 | The signal function |  | 052201 |  | 电动平衡车通用技术条件 | Electrical self-balancing vehicles—General technical requirements | GB/T 34667-2017 | GB/T 34667-2017 | 5.2.3,6.5.3 | 5.2.3,6.5.3 | [5 empty] | 2
[5 empty] | 安全告警功能 | Security alarm function |  | 052201 |  | 电动平衡车通用技术条件 | Electrical self-balancing vehicles—General technical requirements | GB/T 34667-2017 | GB/T 34667-2017 | 5.2.4 | 5.2.4 | [5 empty] | 2
[5 empty] | 脚踏板要求 | The pedals requirements |  | 052201 |  | 电动平衡车通用技术条件 | Electrical self-balancing vehicles—General technical requirements | GB/T 34667-2017 | GB/T 34667-2017 | 5.2.5 | 5.2.5 | [5 empty] | 2 | D571-469
[5 empty] | 开关要求 | switch requirements |  | 052201 |  | 电动平衡车通用技术条件 | Electrical self-balancing vehicles—General technical requirements | GB/T 34667-2017 | GB/T 34667-2017 | 5.2.7 | 5.2.7 | [5 empty] | 2
[5 empty] | 可折叠机构要求 | Folding mechanism requirements |  | 052201 |  | 电动平衡车通用技术条件 | Electrical self-balancing vehicles—General technical requirements | GB/T 34667-2017 | GB/T 34667-2017 | 5.2.8,6.4.2 | 5.2.8,6.4.2 | [5 empty] | 2
[5 empty] | 防水性能 | Waterproof properties |  | 052201 |  | 电动平衡车通用技术条件 | Electrical self-balancing vehicles—General technical requirements | GB/T 34667-2017 | GB/T 34667-2017 | 5.4.1,6.3.1 | 5.4.1,6.3.1 | [5 empty] | 2 | 579-085
[10 empty] | 外壳防护等级（IP)代码 | Degrees of protection provided of enclosure(IP code) | GB/T 4208-2017 | GB/T 4208-2017 | 14 | 14 | IP68 | IP68 |  |  |  | 2 | 579-085
[5 empty] | 防尘性能 | Dustproof performance |  | 052201 |  | 电动平衡车通用技术条件 | Electrical self-balancing vehicles—General technical requirements | GB/T 34667-2017 | GB/T 34667-2017 | 5.4.2,6.3.1 | 5.4.2,6.3.1 | [5 empty] | 2 | 570-146
[10 empty] | 外壳防护等级（IP)代码 | Degrees of protection provided of enclosure(IP code) | GB/T 4208-2017 | GB/T 4208-2017 | 13 | 13 | [5 empty] | 2 | 570-146
[5 empty] | 低温试验 | Low temperature test |  | 052201 |  | 电动平衡车通用技术条件 | Electrical self-balancing vehicles—General technical requirements | GB/T 34667-2017 | GB/T 34667-2017 | 5.4.4,6.3.3 | 5.4.4,6.3.3 | [5 empty] | 2 | 572-106
[5 empty] | 高温试验 | High temperature test |  | 052201 |  | 电动平衡车通用技术条件 | Electrical self-balancing vehicles—General technical requirements | GB/T 34667-2017 | GB/T 34667-2017 | 5.4.5,6.3.4 | 5.4.5,6.3.4 | [5 empty] | 2 | 572-106
[5 empty] | 电磁兼容性 | Electromagnetic compatibility |  | 1299 |  | 电动平衡车通用技术条件 | Electrical self-balancing vehicles—General technical requirements | GB/T 34667-2017 | GB/T 34667-2017 | 5.4.6 | 5.4.6 | 不测断续骚扰、工频磁场、射频共模 | Except for： Discontinuous disturbance,Power- frequency magnetic field,Radio- frequency common mode |  |  |  | 2 | 574-120,573-262,574-125-01,574-135,574-209,574-218-03,574-192-03,574-192-02,574-132,574-124-11,574-124-10,574-124-04,574-124-05,574-124-06,574-124-07,574-192-05,574-192-04,574-218-01,574-218-02,574-190-01,574-124-01,574-190-05,574-190-06,574-190-07,574-190-08,574-141-01,574-192-07,574-192-08,574-192-09,574-192-10,574-351-08,574-351-09,574-351-10,574-351-11,574-351-06,574-182,574-181,574-292,574-293,574-291,574-289,574-299,574-221,574-294
[5 empty] | 驾驶杆耐久性 | The durability of the stick |  | 052201 |  | 电动平衡车通用技术条件 | Electrical self-balancing vehicles—General technical requirements | GB/T 34667-2017 | GB/T 34667-2017 | 5.5.1,6.4.1 | 5.5.1,6.4.1 | [5 empty] | 2 | 573-586
[5 empty] | 可折叠机构耐久性 | The durability of folding mechanism |  | 052201 |  | 电动平衡车通用技术条件 | Electrical self-balancing vehicles—General technical requirements | GB/T 34667-2017 | GB/T 34667-2017 | 5.5.2,6.4.2 | 5.5.2,6.4.2 | [5 empty] | 2 | 573-586
[5 empty] | 整车耐久性 | The durability of the vehicle |  | 052201 |  | 电动平衡车通用技术条件 | Electrical self-balancing vehicles—General technical requirements | GB/T 34667-2017 | GB/T 34667-2017 | 5.5.3,6.4.3 | 5.5.3,6.4.3 | [5 empty] | 2 | 573-623
[5 empty] | 装配和质量要求 | Assembly and quality requirements |  | 052201 |  | 电动平衡车通用技术条件 | Electrical self-balancing vehicles—General technical requirements | GB/T 34667-2017 | GB/T 34667-2017 | 5.6,6.6 | 5.6,6.6 | [5 empty] | 2
[5 empty] | 外观要求 | Appearance requirement |  | 052201 |  | 电动平衡车通用技术条件 | Electrical self-balancing vehicles—General technical requirements | GB/T 34667-2017 | GB/T 34667-2017 | 5.7,6.7 | 5.7,6.7 | [5 empty] | 2
[5 empty] | 最高车速 | Top speed |  | 052201 |  | 电动平衡车通用技术条件 | Electrical self-balancing vehicles—General technical requirements | GB/T 34667-2017 | GB/T 34667-2017 | 5.1.2,6.2.1 | 5.1.2,6.2.1 | [5 empty] | 2 | 579-046
[5 empty] | 制动性能 | Braking performance |  | 052201 |  | 电动平衡车通用技术条件 | Electrical self-balancing vehicles—General technical requirements | GB/T 34667-2017 | GB/T 34667-2017 | 5.1.3,6.2.2 | 5.1.3,6.2.2 | [5 empty] | 2 | 579-046
[5 empty] | 爬坡能力 | Climbing ability |  | 052201 |  | 电动平衡车通用技术条件 | Electrical self-balancing vehicles—General technical requirements | GB/T 34667-2017 | GB/T 34667-2017 | 5.1.4,6.2.3 | 5.1.4,6.2.3 | [5 empty] | 2
[5 empty] | 续行里程 | Line continuation mileage |  | 052201 |  | 电动平衡车通用技术条件 | Electrical self-balancing vehicles—General technical requirements | GB/T 34667-2017 | GB/T 34667-2017 | 5.1.5,6.2.4 | 5.1.5,6.2.4 | [5 empty] | 2 | 573-623
[5 empty] | 保护电路和安全分析 | Protection circuit and security analysis |  | 052201 |  | 电动平衡车安全认证技术规范 | Safety technical specification for electric balancing scooters | CQC 1125-2016 | CQC 1125-2016 | 21 | 21 | [5 empty] | 2
[10 empty] | 系统可靠性分析技术 失效模式和影响分析(FMFA)程序 | Analysis techniques for system reliability - Procedure for failure mode and effects analysis（FMEA） | GB/T 7826-2012 | GB/T 7826-2012 | 5,6 | 5,6 | [5 empty] | 2
[10 empty] | 故障树分析程序 | Procedure for fault tree analysis | GB/T 7829-1987 | GB/T 7829-1987 | 5,6 | 5,6 | [5 empty] | 2
[10 empty] | 故障模式、影响及危害性分析指南 | Guide to failure mode,effects and criticality analysis | GJB/Z 1391-2006 | GJB/Z 1391-2006 | 5,6,7,8 | 5,6,7,8 | [5 empty] | 2
[10 empty] | 家用和类似用途电自动控制器 第1部分：通用要求 | Automatic electrical controls for household and similar use - Part 1: General requirements | GB 14536.1-2008 | GB 14536.1-2008 | 7-14 | 7-14 | [5 empty] | 2
[5 empty] | 性能要求 | Performance requirement |  | 052201 |  | 电动平衡车安全认证技术规范 | Safety technical specification for electric balancing scooters | CQC 1125-2016 | CQC 1125-2016 | 23 | 23 | [5 empty] | 2 | 579-046,D573-095,D572-041,573-522
| 零部件（环境试验） | components（Environment） |  | N | 机械冲击 | Mechanical loads |  | 040105 |  | 道路车辆电气及电子设备的环境条件和试验 第3部分：机械负荷 | Road vehicles-Environmental conditions and testing for electrical and electronic equipment-Part 3:Mechanical loads | GB/T 28046.3—2011 4.2.1 | GB/T 28046.3—2011 4.2.1 |  |  | 只做：台面：600mm*600mm；半正弦波；加速度：0~30g | Only do: table: 600mm * 600mm; Semi-sine wave; Acceleration: 0 ~ 30g |  |  | 2002.1 | 450 | 576-009
[10 empty] | 电工电子产品环境试验第2部分:试验方法试验Eb和导则:碰撞 | Environmental testing for electric and electronic products--Part 2:Test methods--Test Eb and guidance:Bump | GB/T 2423.6-1995 | GB/T 2423.6-1995 |  |  | 只做：台面：600mm*600mm；半正弦波；加速度：0~30g | Only do: table: 600mm * 600mm; Semi-sine wave; Acceleration: 0 ~ 30g |  |  | 2002.1 | 450 | 576-009
[5 empty] | 振动 | Environment test Vibration test |  | 040107 |  | 道路车辆电气及电子设备的环境条件和试验 第3部分：机械负荷 | Road vehicles-Environmental conditions and testing for electrical and electronic equipment-Part 3:Mechanical loads | GB/T 28046.3—2011 4.1 | GB/T 28046.3—2011 4.1 |  |  | 只做：台面：600mm*600mm， 频率：5~2000HZ,最大加速度：480m/s2, 最大幅值：51mm 温度：-40℃~120℃；最大推力：5800N；不做混合振动 | Only do: Table: 600mm * 600mm, Frequency: 5 ~ 2000 HZ, maximum acceleration: 480m/s2, Maximum value: 51mm Temperature: -40 °C ~ 120 °C; Maximum thrust: 5800N; Do not mix vibration |  |  | 2002.1 | 450 | 576-009,570-086
| 光滑工件 | Plain Workpiece |  | N | 几何公差 | Geometrical tolerance |  | 030701 |  | 产品几何技术规范(GPS)几何公差 检测与验证 | Geometrical Product Specifications(GPS)—Geometrical tolerance—Verification | GB/T 1958-2017 | GB/T 1958-2017 |  |  | 测量范围：(900×1800×650)mm | measurement range: (900×1800×650)mm |  |  | 201706 | 5 | 1
| 燃料电池电动汽车 | Fuel cell electric vehicles |  | N | 汽车安全气囊系统误作用 | Airbag system abuse for automobile |  | 031708 |  | 汽车安全气囊系统误作用试验的方法和要求 | Methods and requirements of airbag system abuse test for automobile | GB/T 37474-2019 | GB/T 37474-2019 |  |  |  |  | 扩项 | Expansion |  | ＞100 | 573-433,573-190,D573-273,D571-371,573-806,573-317,D576-030,D573-270,自制设备001,自制设备002,自制设备003,自制设备004,自制设备005,自制设备006
[5 empty] | 氢气消耗量 | Hydrogen consumption |  | 031712 |  | 燃料电池电动汽车 氢气消耗量测量方法 | fell cell electric vehicles-hydrogen consuption test methods | GB/T 35178-2017 | GB/T 35178-2017 | 3.3 | 3.3 |  |  | 扩项 | Expansion |  | 1 | 573-431,D576-036,985-009,985-055,570-238
| 燃料电池模块 | Proton exchange membrane fuel cell modules |  | N | 气体泄漏试验 | Gas leak test |  | 031710 |  | 燃料电池模块 | Fuel cell modules | GB/T 29838-2013 | GB/T 29838-2013 | 5.3 | 5.3 |  |  | 扩项 | Expansion |  | 1 | 211-001,573-837,D576-036
[5 empty] | 正常运行试验 | Run test |  | 031710 |  | 燃料电池模块 | Fuel cell modules | GB/T 29838-2013 | GB/T 29838-2013 | 5.4 | 5.4 |  |  | 扩项 | Expansion |  | 1 | 211-001,579-258
| 质子交换膜燃料电池 | Proton exchange membrane fuel cell |  | N | 窜气试验 | Blowby test |  | 031710 |  | 质子交换膜燃料电池 电池堆通用技术条件 | Proton exchange membrane fuel cell - General technical specification of fuel cell stacks | GB/T 20042.2-2008 | GB/T 20042.2-2008 | 5.6 | 5.6 |  |  | 扩项 | Expansion |  | 1 | 573-837,D576-036
| 电动汽车用电池管理系统 | Battery management system for electric vehicles |  | N | 低温试验 | Low temperature test |  | 031713 |  | 电气电子产品型式认可试验指南 | Guidelines for type approval testing of electrical and electronic products | GD22-2015 | GD22-2015 | 2.9 | 2.9 |  |  | 扩项 | Expansion |  | 1 | 574-227,572-118
[5 empty] | 高温试验 | High temperature test |  | 031713 |  | 电气电子产品型式认可试验指南 | Guidelines for type approval testing of electrical and electronic products | GD22-2015 | GD22-2015 | 2.8 | 2.8 |  |  | 扩项 | Expansion |  | 1 | 572-118,574-227
[5 empty] | 恒定湿热试验 | Constant humidity and heat test |  | 031713 |  | 电气电子产品型式认可试验指南 | Guidelines for type approval testing of electrical and electronic products | GD22-2015 | GD22-2015 | 2.11 | 2.11 |  |  | 扩项 | Expansion |  | 1 | 572-118,574-160,574-227
[5 empty] | 交变湿热试验 | Alternating heat and humidity test |  | 031713 |  | 电气电子产品型式认可试验指南 | Guidelines for type approval testing of electrical and electronic products | GD22-2015 | GD22-2015 | 2.10 | 2.10 |  |  | 扩项 | Expansion |  | 1 | 572-118,574-160,574-227
[5 empty] | 绝缘电阻测量 | Insulation resistance measurement |  | 031713 |  | 电气电子产品型式认可试验指南 | Guidelines for type approval testing of electrical and electronic products | GD22-2015 | GD22-2015 | 2.3 | 2.3 |  |  | 扩项 | Expansion |  | 1 | 574-160
[5 empty] | 耐电压试验 | Withstand voltage test |  | 031713 |  | 电气电子产品型式认可试验指南 | Guidelines for type approval testing of electrical and electronic products | GD22-2015 | GD22-2015 | 2.14 | 2.14 |  |  | 扩项 | Expansion |  | 1 | 574-160
[5 empty] | 能源波动试验 | Energy fluctuation test |  | 031713 |  | 电气电子产品型式认可试验指南 | Guidelines for type approval testing of electrical and electronic products | GD22-2015 | GD22-2015 | 2.4 | 2.4 |  |  | 扩项 | Expansion |  | 1 | 574-159
[5 empty] | 能源故障试验 | Energy failure test |  | 031713 |  | 电气电子产品型式认可试验指南 | Guidelines for type approval testing of electrical and electronic products | GD22-2015 | GD22-2015 | 2.5 | 2.5 |  |  | 扩项 | Expansion |  | 1 | 574-159
[5 empty] | 倾斜和摇摆试验 | Tilt and swing test |  | 031713 |  | 电气电子产品型式认可试验指南 | Guidelines for type approval testing of electrical and electronic products | GD22-2015 | GD22-2015 | 2.6 | 2.6 |  |  | 扩项 | Expansion |  | 1 | 579-177
[5 empty] | 外观检查 | Appearance inspection |  | 031713 |  | 电气电子产品型式认可试验指南 | Guidelines for type approval testing of electrical and electronic products | GD22-2015 | GD22-2015 | 2.1 | 2.1 |  |  | 扩项 | Expansion |  | 1
[5 empty] | 外壳防护试验 | Shell protection test |  | 031713 |  | 电气电子产品型式认可试验指南 | Guidelines for type approval testing of electrical and electronic products | GD22-2015 | GD22-2015 | 2.15 | 2.15 |  |  | 扩项 | Expansion |  | 1 | 570-146
[5 empty] | 性能试验 | Performance test |  | 031713 |  | 电气电子产品型式认可试验指南 | Guidelines for type approval testing of electrical and electronic products | GD22-2015 | GD22-2015 | 2.2 | 2.2 |  |  | 扩项 | Expansion |  | 1 | 574-227,574-398,D572-113
[5 empty] | 盐雾试验Ka | Salt spray test Ka |  | 031713 |  | 电气电子产品型式认可试验指南 | Guidelines for type approval testing of electrical and electronic products | GD22-2015 | GD22-2015 | 2.13 | 2.13 |  |  | 扩项 | Expansion |  | 1 | 570-180,574-227
[5 empty] | 盐雾试验Kb | Salt spray test Kb |  | 031713 |  | 电气电子产品型式认可试验指南 | Guidelines for type approval testing of electrical and electronic products | GD22-2015 | GD22-2015 | 2.12 | 2.12 |  |  | 扩项 | Expansion |  | 1 | 570-180,574-227
[5 empty] | 振动试验 | Vibration test |  | 031713 |  | 电气电子产品型式认可试验指南 | Guidelines for type approval testing of electrical and electronic products | GD22-2015 | GD22-2015 | 2.7 | 2.7 |  |  | 扩项 | Expansion |  | 1 | 576-014
| 动力蓄电池 | Electrical Energy Storage Assemblies |  | N | 不平衡充电试验 | Imbalanced Charging Test |  | 031713 |  | 电动汽车用动力电池安全标准 | Standard for Safety-Batteries for Use In Electric Vehicles | UL 2580-2016 | UL 2580-2016 | 29 | 29 |  |  | 扩项 | Expansion |  | 1 | 574-490
[5 empty] | 冲击 | Shock |  | 031713 |  | 关于危险货物运送的建议书--试验和标准手册 | Recommendations on the transport of dangerous goods——Manual of Tests and Criteria | ST/SG/AC.10/11/Rev.6+修正1 | ST/SG/AC.10/11/Rev.6+Amend.1 | 38.3.4.4 | 38.3.4.4 |  |  | 扩项 | Expansion |  | 1 | 574-546,573-746
[5 empty] | 冲击试验 | Shock Test |  | 031713 |  | 电动汽车用动力电池安全标准 | Standard for Safety-Batteries for Use In Electric Vehicles | UL 2580-2016 | UL 2580-2016 | 36 | 36 |  |  | 扩项 | Expansion |  | 1 | 576-014
[5 empty] | 跌落试验 | Drop Test |  | 031713 |  | 电动汽车用动力电池安全标准 | Standard for Safety-Batteries for Use In Electric Vehicles | UL 2580-2016 | UL 2580-2016 | 37 | 37 |  |  | 扩项 | Expansion |  | 1 | 579-225
[5 empty] | 短路试验 | Short Circuit Test |  | 031713 |  | 电动汽车用动力电池安全标准 | Standard for Safety-Batteries for Use In Electric Vehicles | UL 2580-2016 | UL 2580-2016 | 26 | 26 |  |  | 扩项 | Expansion |  | 1 | 574-171,574-490
[5 empty] | 翻转试验 | Rotation Test |  | 031713 |  | 电动汽车用动力电池安全标准 | Standard for Safety-Batteries for Use In Electric Vehicles | UL 2580-2016 | UL 2580-2016 | 34 | 34 |  |  | 扩项 | Expansion |  | 1 | 579-177
[5 empty] | 高度模拟 | Altitude simulation |  | 031713 |  | 关于危险货物运送的建议书--试验和标准手册 | Recommendations on the transport of dangerous goods——Manual of Tests and Criteria | ST/SG/AC.10/11/Rev.6+修正1 | ST/SG/AC.10/11/Rev.6+Amend.1 | 38.3.4.1 | 38.3.4.1 |  |  | 扩项 | Expansion |  | 1 | 579-178
[5 empty] | 过充保护 | Overcharge Protection |  | 031713 |  | 关于结构和功能安全方面的特殊要求对电池驱动的电动车认证的统一规定 | Uniform provisions concerning the approval of vehicles with regard to specific requirements for the electric power train | ECE R100 Rev2 | ECE R100 Rev2 | 6.7，附录8G | 6.7，ANNEX 8G |  |  | 扩项 | Expansion |  | 1 | 574-490
[5 empty] | 过充电试验 | Overcharge Test |  | 031713 |  | 电动汽车用动力电池安全标准 | Standard for Safety-Batteries for Use In Electric Vehicles | UL 2580-2016 | UL 2580-2016 | 25 | 25 |  |  | 扩项 | Expansion |  | 1 | 572-131,574-441
[5 empty] | 过度充电 | Overcharge |  | 031713 |  | 关于危险货物运送的建议书--试验和标准手册 | Recommendations on the transport of dangerous goods——Manual of Tests and Criteria | ST/SG/AC.10/11/Rev.6+修正1 | ST/SG/AC.10/11/Rev.6+Amend.1 | 38.3.4.7 | 38.3.4.7 |  |  | 扩项 | Expansion |  | 1 | 574-170
[5 empty] | 过放电保护 | Over-discharge Protection |  | 031713 |  | 关于结构和功能安全方面的特殊要求对电池驱动的电动车认证的统一规定 | Uniform provisions concerning the approval of vehicles with regard to specific requirements for the electric power train | ECE R100 Rev2 | ECE R100 Rev2 | 6.8，附录8H | 6.8，ANNEX 8H |  |  | 扩项 | Expansion |  | 1 | 574-490
[5 empty] | 过放电保护试验 | Overdischarge Protection Test |  | 031713 |  | 电动汽车用动力电池安全标准 | Standard for Safety-Batteries for Use In Electric Vehicles | UL 2580-2016 | UL 2580-2016 | 27 | 27 |  |  | 扩项 | Expansion |  | 1 | 572-131,574-441
[5 empty] | 过温保护 | Over-temperature Protection |  | 031713 |  | 关于结构和功能安全方面的特殊要求对电池驱动的电动车认证的统一规定 | Uniform provisions concerning the approval of vehicles with regard to specific requirements for the electric power train | ECE R100 Rev2 | ECE R100 Rev2 | 6.9，附录8I | 6.9，ANNEX 8I |  |  | 扩项 | Expansion |  | 1 | 574-490,572-131
[5 empty] | 机械冲击 | Mechanical Impact |  | 031713 |  | 关于结构和功能安全方面的特殊要求对电池驱动的电动车认证的统一规定 | Uniform provisions concerning the approval of vehicles with regard to specific requirements for the electric power train | ECE R100 Rev2 | ECE R100 Rev2 | 6.4.1，附录8C | 6.4.1，ANNEX 8C |  |  | 扩项 | Expansion |  | 1 | 573-327
[5 empty] | 机械完整性 | Mechanical Integrity |  | 031713 |  | 关于结构和功能安全方面的特殊要求对电池驱动的电动车认证的统一规定 | Uniform provisions concerning the approval of vehicles with regard to specific requirements for the electric power train | ECE R100 Rev2 | ECE R100 Rev2 | 6.4.2，附录8D | 6.4.2，ANNEX 8D |  |  | 扩项 | Expansion |  | 1 | 579-176
[5 empty] | 挤压试验 | Crush Test |  | 031713 |  | 电动汽车用动力电池安全标准 | Standard for Safety-Batteries for Use In Electric Vehicles | UL 2580-2016 | UL 2580-2016 | 38 | 38 |  |  | 扩项 | Expansion |  | 1 | 579-176
[5 empty] | 浸泡试验 | Immersion Test |  | 031713 |  | 电动汽车用动力电池安全标准 | Standard for Safety-Batteries for Use In Electric Vehicles | UL 2580-2016 | UL 2580-2016 | 41 | 41 |  |  | 扩项 | Expansion |  | 1 | 579-224
[5 empty] | 绝缘电阻测试 | Isolation Resistance Test |  | 031713 |  | 电动汽车用动力电池安全标准 | Standard for Safety-Batteries for Use In Electric Vehicles | UL 2580-2016 | UL 2580-2016 | 31 | 31 |  |  | 扩项 | Expansion |  | 1 | D574-144,572-131
[5 empty] | 绝缘耐压测试 | Dielectric Voltage Withstand Test |  | 031713 |  | 电动汽车用动力电池安全标准 | Standard for Safety-Batteries for Use In Electric Vehicles | UL 2580-2016 | UL 2580-2016 | 30 | 30 |  |  | 扩项 | Expansion |  | 1 | 574-497
[5 empty] | 冷却/加热稳定系统故障试验 | Failure of Cooling/Thermal Stability System Test |  | 031713 |  | 电动汽车用动力电池安全标准 | Standard for Safety-Batteries for Use In Electric Vehicles | UL 2580-2016 | UL 2580-2016 | 33 | 33 |  |  | 扩项 | Expansion |  | 1 | 572-131,574-490
[5 empty] | 连续性试验 | Continuity Test |  | 031713 |  | 电动汽车用动力电池安全标准 | Standard for Safety-Batteries for Use In Electric Vehicles | UL 2580-2016 | UL 2580-2016 | 32 | 32 |  |  | 扩项 | Expansion |  | 1 | 574-159
[5 empty] | 磷酸铁锂电池系统 | Lithium iron phosphate battery system |  | 031713 |  | 太阳能光伏系统及磷酸铁锂电池系统检验指南 | Guidelines for solar photovoltaic systems and lithium iron phosphate battery systems | GD10-2014 | GD10-2014 | 3 | 3 |  |  | 扩项 | Expansion |  | 1 | 574-227,D572-113,576-014,579-084,574-410,572-097,572-118,574-171,D574-085,574-398,574-545,574-159,570-180,574-160,570-146,D571-360,573-824,574-546
[5 empty] | 耐火 | Fire Resistance |  | 031713 |  | 关于结构和功能安全方面的特殊要求对电池驱动的电动车认证的统一规定 | Uniform provisions concerning the approval of vehicles with regard to specific requirements for the electric power train | ECE R100 Rev2 | ECE R100 Rev2 | 6.5，附录8E | 6.5，ANNEX 8E |  |  | 扩项 | Expansion |  | 1 | 579-175
[5 empty] | 内部火焰暴露试验 | Internal Fire Exposure Test |  | 031713 |  | 电动汽车用动力电池安全标准 | Standard for Safety-Batteries for Use In Electric Vehicles | UL 2580-2016 | UL 2580-2016 | 43 | 43 |  |  | 扩项 | Expansion |  | 1 | 572-113,574-243,579-176
[5 empty] | 强制放电 | Forced discharge |  | 031713 |  | 关于危险货物运送的建议书--试验和标准手册 | Recommendations on the transport of dangerous goods——Manual of Tests and Criteria | ST/SG/AC.10/11/Rev.6+修正1 | ST/SG/AC.10/11/Rev.6+Amend.1 | 38.3.4.8 | 38.3.4.8 |  |  | 扩项 | Expansion |  | 1 | 574-169,574-170
[5 empty] | 热冲击和循环试验 | Thermal Shock and Cycling |  | 031713 |  | 关于结构和功能安全方面的特殊要求对电池驱动的电动车认证的统一规定 | Uniform provisions concerning the approval of vehicles with regard to specific requirements for the electric power train | ECE R100 Rev2 | ECE R100 Rev2 | 6.3，附录8B | 6.3，ANNEX 8B |  |  | 扩项 | Expansion |  | 1 | 570-215
[5 empty] | 外部短路保护 | External Short Circuit Protection |  | 031713 |  | 关于结构和功能安全方面的特殊要求对电池驱动的电动车认证的统一规定 | Uniform provisions concerning the approval of vehicles with regard to specific requirements for the electric power train | ECE R100 Rev2 | ECE R100 Rev2 | 6.6，附录8F | 6.6，ANNEX 8F |  |  | 扩项 | Expansion |  | 1 | 574-171,574-495
[5 empty] | 外部火焰暴露试验 | External Fire Exposure Test |  | 031713 |  | 电动汽车用动力电池安全标准 | Standard for Safety-Batteries for Use In Electric Vehicles | UL 2580-2016 | UL 2580-2016 | 42 | 42 |  |  | 扩项 | Expansion |  | 1 | 579-175
[5 empty] | 外短路 | External short circuit |  | 031713 |  | 关于危险货物运送的建议书--试验和标准手册 | Recommendations on the transport of dangerous goods——Manual of Tests and Criteria | ST/SG/AC.10/11/Rev.6+修正1 | ST/SG/AC.10/11/Rev.6+Amend.1 | 38.3.4.5 | 38.3.4.5 |  |  | 扩项 | Expansion |  | 1 | 574-410,572-097,574-171
[5 empty] | 温度试验 | Temperature Test |  | 031713 |  | 电动汽车用动力电池安全标准 | Standard for Safety-Batteries for Use In Electric Vehicles | UL 2580-2016 | UL 2580-2016 | 28 | 28 |  |  | 扩项 | Expansion |  | 1 | 572-131,574-490
[10 empty] | 关于危险货物运送的建议书--试验和标准手册 | Recommendations on the transport of dangerous goods——Manual of Tests and Criteria | ST/SG/AC.10/11/Rev.6+修正1 | ST/SG/AC.10/11/Rev.6+Amend.1 | 38.3.4.2 | 38.3.4.2 |  |  | 扩项 | Expansion |  | 1 | 572-097
[5 empty] | 温度循环 | Thermal Cycling |  | 031713 |  | 电动汽车用动力电池安全标准 | Standard for Safety-Batteries for Use In Electric Vehicles | UL 2580-2016 | UL 2580-2016 | 39 | 39 |  |  | 扩项 | Expansion |  | 1 | 570-215
[5 empty] | 盐雾试验 | Salt Spray Test |  | 031713 |  | 电动汽车用动力电池安全标准 | Standard for Safety-Batteries for Use In Electric Vehicles | UL 2580-2016 | UL 2580-2016 | 40 | 40 |  |  | 扩项 | Expansion |  | 1 | 570-180
[5 empty] | 振动 | Vibration |  | 031713 |  | 关于危险货物运送的建议书--试验和标准手册 | Recommendations on the transport of dangerous goods——Manual of Tests and Criteria | ST/SG/AC.10/11/Rev.6+修正1 | ST/SG/AC.10/11/Rev.6+Amend.1 | 38.3.4.3 | 38.3.4.3 |  |  | 扩项 | Expansion |  | 1 | 573-836
[5 empty] | 振动测试 | Vibration Test |  | 031713 |  | 关于结构和功能安全方面的特殊要求对电池驱动的电动车认证的统一规定 | Uniform provisions concerning the approval of vehicles with regard to specific requirements for the electric power train | ECE R100 Rev2 | ECE R100 Rev2 | 6.2，附录8A | 6.2，ANNEX 8A |  |  | 扩项 | Expansion |  | 1 | 576-014,574-490
[5 empty] | 振动试验 | Vibration Endurance Test |  | 031713 |  | 电动汽车用动力电池安全标准 | Standard for Safety-Batteries for Use In Electric Vehicles | UL 2580-2016 | UL 2580-2016 | 35 | 35 |  |  | 扩项 | Expansion |  | 1 | 576-014
[5 empty] | 撞击/挤压 | Impact/Crush |  | 031713 |  | 关于危险货物运送的建议书--试验和标准手册 | Recommendations on the transport of dangerous goods——Manual of Tests and Criteria | ST/SG/AC.10/11/Rev.6+修正1 | ST/SG/AC.10/11/Rev.6+Amend.1 | 38.3.4.6 | 38.3.4.6 |  |  | 扩项 | Expansion |  | 1 | 579-225,579-084
| 车辆尾部标志板 | vehicles and their trailers |  | N | 耐碰撞性试验 | Resistance to impact |  | 031709 |  | 关于机动车及其挂车回复反射装置的统一规定 | UN Regulation on uniform provisions concerning the approval of retro-reflective devices and markings for power-driven vehicles and their trailers | UN R150 | UN R150 |  |  |  |  | 变更 | Change |  | 0
[5 empty] | 耐清洗性 | Resistance to cleaning |  | 031709 |  | 关于机动车及其挂车回复反射装置的统一规定 | UN Regulation on uniform provisions concerning the approval of retro-reflective devices and markings for power-driven vehicles and their trailers | UN R150 | UN R150 |  |  |  |  | 变更 | Change |  | 0
[5 empty] | 耐燃油性 | Resistance to fuels |  | 031709 | Y | 关于机动车及其挂车回复反射装置的统一规定 | UN Regulation on uniform provisions concerning the approval of retro-reflective devices and markings for power-driven vehicles and their trailers | UN R150 | UN R150 |  |  |  |  | 变更 | Change |  | 0
[5 empty] | 耐温性能 | Resistance to heat |  | 031709 |  | 关于机动车及其挂车回复反射装置的统一规定 | UN Regulation on uniform provisions concerning the approval of retro-reflective devices and markings for power-driven vehicles and their trailers | UN R150 | UN R150 |  |  |  |  | 变更 | Change |  | 0 | 572-029
[5 empty] | 耐盐雾腐蚀性能 | Resistance to corrosion |  | 031709 |  | 关于机动车及其挂车回复反射装置的统一规定 | UN Regulation on uniform provisions concerning the approval of retro-reflective devices and markings for power-driven vehicles and their trailers | UN R150 | UN R150 |  |  |  |  | 变更 | Change |  | 0 | 577-033,570-091
[5 empty] | 色度特性 | Colour |  | 031709 |  | 关于机动车及其挂车回复反射装置的统一规定 | UN Regulation on uniform provisions concerning the approval of retro-reflective devices and markings for power-driven vehicles and their trailers | UN R150 | UN R150 |  |  |  |  | 变更 | Change |  | 0 | 577-033
[5 empty] | 一般要求 | General specifications |  | 031709 |  | 关于机动车及其挂车回复反射装置的统一规定 | UN Regulation on uniform provisions concerning the approval of retro-reflective devices and markings for power-driven vehicles and their trailers | UN R150 | UN R150 |  |  |  |  | 变更 | Change |  | 0
[5 empty] | 粘贴强度系数 | adhesion performance |  | 031709 | Y | 关于机动车及其挂车回复反射装置的统一规定 | UN Regulation on uniform provisions concerning the approval of retro-reflective devices and markings for power-driven vehicles and their trailers | UN R150 | UN R150 |  |  |  |  | 变更 | Change |  | 0 | 573-172
| 车载激光雷达 | Vehicle LIDAR |  | N | 动态范围 | dynamic range |  | 031706 |  | 车载激光雷达测试方法 | Test methods of vehicle LiDAR | JCBZ 062-2019 | JCBZ 062-2019 | 5.6 | 5.6 |  |  | 扩项 | Expansion |  | 2 | 571-237,571-238,571-239,571-240,571-241,571-242
[5 empty] | 发散角 | Divergence angle |  | 031706 |  | 车载激光雷达测试方法 | Test methods of vehicle LiDAR | JCBZ 062-2019 | JCBZ 062-2019 | 5.8 | 5.8 |  |  | 扩项 | Expansion |  | 2 | 571-237,571-238,571-239,571-240,571-241,571-242
[5 empty] | 发射功率 | transmitting power |  | 031706 |  | 车载激光雷达测试方法 | Test methods of vehicle LiDAR | JCBZ 062-2019 | JCBZ 062-2019 | 5.10 | 5.10 |  |  | 扩项 | Expansion |  | 2 | 571-237,571-238,571-239,571-240,571-241,571-242
[5 empty] | 反射率 | reflectivity |  | 031706 |  | 车载激光雷达测试方法 | Test methods of vehicle LiDAR | JCBZ 062-2019 | JCBZ 062-2019 | 5.5 | 5.5 |  |  | 扩项 | Expansion |  | 2 | 571-237,571-238,571-239,571-240,571-241,571-242
[5 empty] | 光斑大小 | Facula size |  | 031706 |  | 车载激光雷达测试方法 | Test methods of vehicle LiDAR | JCBZ 062-2019 | JCBZ 062-2019 | 5.7 | 5.7 |  |  | 扩项 | Expansion |  | 2 | 571-237,571-238,571-239,571-240,571-241,571-242
[5 empty] | 角度精度 | Angle accuracy |  | 031706 |  | 车载激光雷达测试方法 | Test methods of vehicle LiDAR | JCBZ 062-2019 | JCBZ 062-2019 | 5.4 | 5.4 |  |  | 扩项 | Expansion |  | 2 | 571-237,571-238,571-239,571-240,571-241,571-242
[5 empty] | 距离范围 | Distance range |  | 031706 |  | 车载激光雷达测试方法 | Test methods of vehicle LiDAR | JCBZ 062-2019 | JCBZ 062-2019 | 5.1 | 5.1 |  |  | 扩项 | Expansion |  | 2 | 571-237,571-238,571-239,571-240,571-241,571-242
[5 empty] | 距离精度 | Distance accuracy |  | 031706 |  | 车载激光雷达测试方法 | Test methods of vehicle LiDAR | JCBZ 062-2019 | JCBZ 062-2019 | 5.2 | 5.2 |  |  | 扩项 | Expansion |  | 2 | 571-237,571-238,571-239,571-240,571-241,571-242
[5 empty] | 视场角 | FOV |  | 031706 |  | 车载激光雷达测试方法 | Test methods of vehicle LiDAR | JCBZ 062-2019 | JCBZ 062-2019 | 5.3 | 5.3 |  |  | 扩项 | Expansion |  | 2 | 571-237,571-238,571-239,571-240,571-241,571-242
[5 empty] | 有效口径 | effective aperture |  | 031706 |  | 车载激光雷达测试方法 | Test methods of vehicle LiDAR | JCBZ 062-2019 | JCBZ 062-2019 | 5.11 | 5.11 |  |  | 扩项 | Expansion |  | 2 | 571-237,571-238,571-239,571-241,571-240,571-242
[5 empty] | 重复频率 | repetitive frequency |  | 031706 |  | 车载激光雷达测试方法 | Test methods of vehicle LiDAR | JCBZ 062-2019 | JCBZ 062-2019 | 5.9 | 5.9 |  |  | 扩项 | Expansion |  | 2 | 571-237,571-238,571-239,571-240,571-241,571-242
| 儿童约束系统 | child restraint system |  | N | GB 27887-2011《机动车儿童乘员用约束系统》国家标准第1号修改单 | GB 27887-2011<restraining devices="</td"></restraining> |  | 031706 |  | 机动车儿童乘员用约束系统 | Restraining devices for child occupants of power-driven vehicles | GB 27887-2011 | GB 27887-2011 | GB 27887-2011《机动车儿童乘员用约束系统》国家标准第1号修改单 | GB 27887-2011<restraining devices="</td"></restraining> | 1、第1号修改单的第4.2.5条，核查声明材料方法不变，检测方法详见GB 6675.4-2014《玩具安全 第4部分：特定元素的迁移（ISO 8124-3:2010,MOD）》。 2、第1号修改单的第4.2.6条，核查声明材料方法不变，检测方法分别详见GB 6675.3-2014《玩具安全 第3部分：易燃性能（ISO 8124-2:2007,MOD）》及GB 8410-2006 《汽车内饰材料的燃烧特性》。 3、第1号修改单的其它条款，检测方法不变，仅技术要求变化。 | 1. Clause 4.2.5 of amendment 1, the method of inspecting statement material is unchanged, and and the test method is specified in GB 6675.4-2014 ”Safety of toys – Parts 4: Migration of certain elements (ISO 8124-3:2010,MOD)”. 2. Clause 4.2.6 of amendment 1, the method of inspecting statement material is unchanged, and the test method is specified in GB 6675.3-2014 " Safety of toys – Parts 3: Flammability (ISO 8124-2:207,MOD)" and GB 8410-2006 "Flammability of automotive interior materials" respectively. 3. For other clauses of amendment 1, the test method remains unchanged, only the technical requirements change. | 变更 | Change |  | >50 | 573-327,577-041,579-144,579-137,JMJ-888-755,D571-371,D572-149,JMC-1412-40,573-246,573-247,573-302,573-303,573-304,573-305
[5 empty] | 玩具安全 第3部分:易燃性能 | Safety of toys – Part 3. Flammability |  | 031706 | Y | 玩具安全 第3部分:易燃性能 | Toys safety―Part 3: Flammability | GB 6675.3-2014 | GB 6675.3-2014 | 5.4 | 5.4 |  |  | 变更 | Change |  | 1 | 572-203
| 机动车及挂车光信号装置 | light-signalling devices (lamps) for power-driven vehicles and their trailers |  | N | 配光性能 | photometric characteristic |  | 031709 |  | 关于机动车及其挂车光信号装置的统一规定 | UN Regulation on uniform provisions concerning the approval of light-signalling devices (lamps) for power-driven vehicles and their trailers | UN R148 | UN R148 |  |  |  |  | 变更 | Change |  | 0 | 577-033,577-045
[5 empty] | 色度 | Colour |  | 031709 |  | 关于机动车及其挂车光信号装置的统一规定 | UN Regulation on uniform provisions concerning the approval of light-signalling devices (lamps) for power-driven vehicles and their trailers | UN R148 | UN R148 |  |  |  |  | 变更 | Change |  | 0 | 577-033
| 机动车及挂车回复反射装置 | retro-reflective devices and markings for power-driven vehicles and their trailers |  | N | 防水性能 | Rear-marking plates for vehicles and their trailers |  | 031709 |  | 关于机动车及其挂车回复反射装置的统一规定 | UN Regulation on uniform provisions concerning the approval of retro-reflective devices and markings for power-driven vehicles and their trailers | UN R150 | UN R150 |  |  |  |  | 变更 | Change |  | 0 | 579-162
[5 empty] | 光度性能 | Photometric characteristic |  | 031709 |  | 关于机动车及其挂车回复反射装置的统一规定 | UN Regulation on uaniform provisions concerning the approval of retro-reflective devices and markings for power-driven vehicles and their trailers | UN R150 | UN R150 |  |  |  |  | 变更 | Change |  | 0 | 577-033
[5 empty] | 坚固性试验 | Mechanical solidity test |  | 031709 |  | 关于机动车及其挂车回复反射装置的统一规定 | UN Regulation on uniform provisions concerning the approval of retro-reflective devices and markings for power-driven vehicles and their trailers | UN R150 | UN R150 |  |  |  |  | 变更 | Change |  | 0
[5 empty] | 耐候性能 | Resistance to weathering |  | 031709 |  | 关于机动车及其挂车回复反射装置的统一规定 | UN Regulation on uniform provisions concerning the approval of retro-reflective devices and markings for power-driven vehicles and their trailers | UN R150 | UN R150 |  |  |  |  | 变更 | Change |  | 0 | 577-033,570-088
| 机动车及挂车照明装置 | road illumination devices (lamps) and systems for power-driven vehicles |  | N | LED 模块目标光通量 | luminous flux of LED modules |  | 031709 | Y | 关于机动车及其挂车照明装置的统一规定 | UN Regulation on uniform provisions concerning the approval of road illumination devices (lamps) and systems for power-driven vehicles | UN R149 | UN R149 |  |  |  |  | 变更 | Change |  | 0 | 577-045
[5 empty] | 电源的极性反接、过电压试验 | Reverse polarity and overvoltage test |  | 031709 |  | 关于机动车及其挂车照明装置的统一规定 | UN Regulation on uniform provisions concerning the approval of road illumination devices (lamps) and systems for power-driven vehicles | UN R149 | UN R149 |  |  |  |  | 变更 | Change |  | 0 | 577-033
[5 empty] | 耐温度循环试验 | temperature cycling test |  | 031709 |  | 关于机动车及其挂车照明装置的统一规定 | UN Regulation on uniform provisions concerning the approval of road illumination devices (lamps) and systems for power-driven vehicles | UN R149 | UN R149 |  |  |  |  | 变更 | Change |  | 0 | 577-033,572-029
[5 empty] | 配光稳定性 | Stability of photometric characteristic |  | 031709 |  | 关于机动车及其挂车照明装置的统一规定 | UN Regulation on uniform provisions concerning the approval of road illumination devices (lamps) and systems for power-driven vehicles | UN R149 | UN R149 |  |  |  |  | 变更 | Change |  | 0 | 577-033,577-045,574-142
[5 empty] | 配光性能 | photometric characteristic |  | 031709 |  | 关于机动车及其挂车照明装置的统一规定 | UN Regulation on uniform provisions concerning the approval of road illumination devices (lamps) and systems for power-driven vehicles | UN R149 | UN R149 |  |  |  |  | 变更 | Change |  | 0 | 577-033,577-045
[5 empty] | 色度 | Colour |  | 031709 |  | 关于机动车及其挂车照明装置的统一规定 | UN Regulation on uniform provisions concerning the approval of road illumination devices (lamps) and systems for power-driven vehicles | UN R149 | UN R149 |  |  |  |  | 变更 | Change |  | 0 | 577-033
[5 empty] | 塑料配光镜或材料试样和整灯试验 | Requirements for lamps incorporating lenses of plasticmaterial – Testing of lens or material samples and ofcomplete lamps |  | 031709 | Y | 关于机动车及其挂车照明装置的统一规定 | UN Regulation on uniform provisions concerning the approval of road illumination devices (lamps) and systems for power-driven vehicles | UN R149 | UN R149 |  |  |  |  | 变更 | Change |  | 0 | 577-033,577-045,574-142,573-278,577-031,577-026,572-029,570-088
[5 empty] | 显色性测量 | Colour rendering |  | 031709 |  | 关于机动车及其挂车照明装置的统一规定 | UN Regulation on uniform provisions concerning the approval of road illumination devices (lamps) and systems for power-driven vehicles | UN R149 | UN R149 |  |  |  |  | 变更 | Change |  | 0 | 577-042
[5 empty] | 照度和色度温度稳定性 | Temperature stability |  | 031709 |  | 关于机动车及其挂车照明装置的统一规定 | UN Regulation on uniform provisions concerning the approval of road illumination devices (lamps) and systems for power-driven vehicles | UN R149 | UN R149 |  |  |  |  | 变更 | Change |  | 0 | 577-033
[5 empty] | 紫外辐射含量 | UV-radiation |  | 031709 |  | 关于机动车及其挂车照明装置的统一规定 | UN Regulation on uniform provisions concerning the approval of road illumination devices (lamps) and systems for power-driven vehicles | UN R149 | UN R149 |  |  |  |  | 变更 | Change |  | 0 | 577-042
| 雷达天线罩 | Radome |  | N | 传输损耗 | transmission loss |  | 031706 |  | 雷达天线罩测试方法 | Test methods of radome | JCBZ 065-2019 | JCBZ 065-2019 | 5.2 | 5.2 |  |  | 扩项 | Expansion |  | 2 | 574-503
[5 empty] | 反射率 | reflectivity |  | 031706 |  | 雷达天线罩测试方法 | Test methods of radome | JCBZ 065-2019 | JCBZ 065-2019 | 5.1 | 5.1 |  |  | 扩项 | Expansion |  | 2 | 574-503
[5 empty] | 均匀度 | uniformity |  | 031706 |  | 雷达天线罩测试方法 | Test methods of radome | JCBZ 065-2019 | JCBZ 065-2019 | 5.3 | 5.3 |  |  | 扩项 | Expansion |  | 2 | 574-503
| 汽车前雾灯 | front fog lamps for motor vehicles |  | N | 显色性 | Colour rendering |  | 031709 | Y | 机动车用前雾灯配光性能 | Photometric characteristics of power-driven vehicle front fog lamps | GB 4660-2016 | GB 4660-2016 |  |  |  |  | 变更 | Change |  | 50 | 577-042
[5 empty] | 照度和色度温度稳定性 | Temperature stability |  | 031709 |  | 机动车用前雾灯配光性能 | Photometric characteristics of power-driven vehicle front fog lamps | GB 4660-2016 | GB 4660-2016 |  |  |  |  | 变更 | Change |  | 200 | 577-033
[5 empty] | 紫外辐射含量 | UV-radiation |  | 031709 |  | 关于批准机动车前雾灯的统一规定 | UNIFORM PROVISIONS CONCERNING THE APPROVAL OF MOTOR VEHICLE FOG LAMPS | ECE R19 Rev7 | ECE R19 Rev7 |  |  |  |  | 变更 | Change |  | 50 | 577-042
[10 empty] | 机动车用前雾灯配光性能 | Photometric characteristics of power-driven vehicle front fog lamps | GB 4660-2016 | GB 4660-2016 |  |  |  |  | 变更 | Change |  | 50 | 577-042
[10 empty] | 前雾灯 | front fog lamp | 车辆安全检测基准 32 | Vehicle Safety Testing Directions32 |  |  |  |  | 变更 | Change |  | 50 | 577-042
[10 empty] | 前雾灯 | Front Fog lamps | ADR 50/00 | ADR 50/00 |  |  |  |  | 变更 | Change |  | 50 | 577-042
| 汽车燃油箱 | Automobile fuel tank |  | N | 安装要求 | Installation requirement |  | 031707 |  | 汽车燃油箱及其安装的安全性能要求和试验方法 | Safety property requirements and test methods for automobile fuel tank and its installation | GB 18296-2019 | GB 18296-2019 | 4.2 | 4.2 |  |  | 变更 | Change |  | 50
[5 empty] | 翻转试验 | Reversal test |  | 031707 |  | 汽车燃油箱及其安装的安全性能要求和试验方法 | Safety property requirements and test methods for automobile fuel tank and its installation | GB 18296-2019 | GB 18296-2019 | 4.1.7 | 4.1.7 |  |  | 变更 | Change |  | 50 | 573-397,573-396,D571-249,D576-012
[5 empty] | 金属燃油箱耐压试验 | Pressure resistance |  | 031707 |  | 汽车燃油箱及其安装的安全性能要求和试验方法 | Safety property requirements and test methods for automobile fuel tank and its installation | GB 18296-2019 | GB 18296-2019 | 4.1.6 | 4.1.6 |  |  | 变更 | Change |  | 50 | 573-206,D576-012
[5 empty] | 金属燃油箱振动耐久性试验 | Mechanical strength |  | 031707 |  | 汽车燃油箱及其安装的安全性能要求和试验方法 | Safety property requirements and test methods for automobile fuel tank and its installation | GB 18296-2019 | GB 18296-2019 | 4.1.11 | 4.1.11 |  |  | 变更 | Change |  | 50 | 576-010,576-009
[5 empty] | 塑料燃油箱低温耐撞击性能试验 | resistance to impact |  | 031707 |  | 汽车燃油箱及其安装的安全性能要求和试验方法 | Safety property requirements and test methods for automobile fuel tank and its installation | GB 18296-2019 | GB 18296-2019 | 4.1.8 | 4.1.8 |  |  | 变更 | Change |  | 50 | 570-113,572-051,573-207
[5 empty] | 塑料燃油箱高温性能试验 | Resistance to heat |  | 031707 |  | 汽车燃油箱及其安装的安全性能要求和试验方法 | Safety property requirements and test methods for automobile fuel tank and its installation | GB 18296-2019 | GB 18296-2019 | 4.1.13 | 4.1.13 |  |  | 变更 | Change |  | 50 | 570-113,572-051
[5 empty] | 塑料燃油箱耐火性能试验 | resistance to fire |  | 031707 |  | 汽车燃油箱及其安装的安全性能要求和试验方法 | Safety property requirements and test methods for automobile fuel tank and its installation | GB 18296-2019 | GB 18296-2019 | 4.1.12 | 4.1.12 |  |  | 变更 | Change |  | 50 | 579-175
[5 empty] | 塑料燃油箱耐燃油性试验 | Fuel resistance test |  | 031707 |  | 汽车燃油箱及其安装的安全性能要求和试验方法 | Safety property requirements and test methods for automobile fuel tank and its installation | GB 18296-2019 | GB 18296-2019 | 4.1.11 | 4.1.11 |  |  | 变更 | Change |  | 50 | 570-113,572-051,573-207
[5 empty] | 塑料燃油箱耐压试验 | Pressure resistance |  | 031707 |  | 汽车燃油箱及其安装的安全性能要求和试验方法 | Safety property requirements and test methods for automobile fuel tank and its installation | GB 18296-2019 | GB 18296-2019 | 4.1.9 | 4.1.9 |  |  | 变更 | Change |  | 50 | 570-113,572-051
[5 empty] | 塑料燃油箱燃油渗透性试验 | fuel tank fuel permeability test |  | 031707 |  | 汽车燃油箱及其安装的安全性能要求和试验方法 | Safety property requirements and test methods for automobile fuel tank and its installation | GB 18296-2019 | GB 18296-2019 | 4.1.10 | 4.1.10 |  |  | 变更 | Change |  | 50 | 573-811,570-245
[5 empty] | 一般要求 | General requirement |  | 031707 |  | 汽车燃油箱及其安装的安全性能要求和试验方法 | Safety property requirements and test methods for automobile fuel tank and its installation | GB 18296-2019 | GB 18296-2019 | 4.1.1,4.1.2,4.1.3,4.1.4,4.1.5 | 4.1.1,4.1.2,4.1.3,4.1.4,4.1.5 |  |  | 变更 | Change |  | 50
| 座椅总成 | Seats |  | N | 隔离装置 | Partitioning systems |  | 031706 |  | 汽车座椅、座椅固定装置及头枕强度要求和试验方法 | Strength requirement and test method of automobile seats | GB 15083-2019 | GB 15083-2019 | 附录 B.2.2 | Appendix B.2.2 |  |  | 变更 | Change |  | 5 | 573-327,577-041,579-144,579-137,JMJ-888-755,571-156,D573-237,D571-371,D571-461,D573-073,571-148,JMC-专-30
[5 empty] | 关于防止移动行李对乘员伤害的特殊规定 | Special requirements regarding the protection of occupants from displaced luggage |  | 031706 |  | 汽车座椅、座椅固定装置及头枕强度要求和试验方法 | Strength requirement and test method of automobile seats | GB 15083-2019 | GB 15083-2019 | 附录 B.2.1 | Appendix B.2.1 |  |  | 变更 | Change |  | 20 | 573-327,577-041,579-144,579-137,JMJ-888-755,571-156,D573-237,D571-371,D571-461,D573-073,571-148,JMC-专-30
[5 empty] | 座椅固定装置、调节装置、锁止装置和移位折叠装置的强度试验 | Test of strength of the seat anchorage ,locking system,displacement and folding system |  | 031706 |  | 汽车座椅、座椅固定装置及头枕强度要求和试验方法 | Strength requirement and test method of automobile seats | GB 15083-2019 | GB 15083-2019 | 4.2.5,4.2.6,4.2.7,5.3,附录C | 4.2.5,4.2.6,4.2.7,5.3,Append C |  |  | 变更 | Change |  | 100 | 573-327,577-041,579-144,579-137,JMJ-888-755,571-156,D573-237,D571-371,D571-461,D573-073,571-148,JMC-专-30
| 汽车零部件（环境试验） | Vehicle components（Environment） |  | N | 参考接地和供电偏移 | Reference ground and supply offset |  | 040299 |  | 道路车辆 电气和电子设备的环境条件和试验 第2部分：电力负荷 | Road vehicles -- Environmental conditions and testing for electrical and electronic equipment -- Part 2: Electrical loads | ISO 16750-2:2012 | ISO 16750-2:2012 | 4.8 | 4.8 |  |  | 扩项 | Expansion |  | >50 | 574-123,574-353,574-118,574-117,574-193,574-208,574-331
[10 empty] | 道路车辆 电气及电子设备的环境条件和试验 第2部分:电气负荷 | Road vehicles-environmental conditions and testing for electrical and electronic equipment-part2:electrical loads | GB/T 28046.2-2019 | GB/T 28046.2-2019 | 4.8 | 4.8 |  |  | 扩项 | Expansion |  | >3 | 574-123,574-353,574-118,574-117,574-193,574-208,574-331
[5 empty] | 电气负荷 | electric load |  | 040299 |  | 车辆车速限制系统技术要求及试验方法 | Requirements and test methods of speed limitation system for motor vehicles | GB 24545-2019 | GB 24545-2019 | 4.2.2 | 4.2.2 |  |  | 扩项 | Expansion |  | >3 | 574-123,574-353,574-118,574-117,574-193,574-208,574-331,572-178
[5 empty] | 电气性能 | Electrical properties |  | 040299 |  | 不停车收费系统 车载电子单元 | Electronic Toll Collection On board Unit | GB/T 38444-2019 | GB/T 38444-2019 | 4.5.2 | 4.5.2 |  |  | 扩项 | Expansion |  | >3 | 574-123,574-353,574-118,574-117,574-193,574-208,574-331,572-178
[5 empty] | 叠加交流电压 | Superimposed alternating voltage |  | 121208 |  | 道路车辆 电气和电子设备的环境条件和试验 第 2 部分：电力负荷 | Road vehicles--Environmental conditions and testing for electrical and electronic equipment--Part 2: Electrical loads | ISO 16750-2:2012 | ISO 16750-2:2012 | 4.4 | 4.4 |  |  | 变更 | Change |  | >50 | 574-123,574-353,574-118,574-117,574-193,574-208,574-331
[10 empty] | 道路车辆 电气及电子设备的环境条件和试验 第 2 部分：电气负荷 | Road vehicles-environmental conditions and testing for electrical and electronic equipment-part2:electrical loads | GB/T 28046.2-2019 | GB/T 28046.2-2019 | 4.4 | 4.4 |  |  | 变更 | Change |  | >3 | 574-123,574-353,574-118,574-117,574-193,574-208,574-331
[5 empty] | 短路保护 | Short circuit protection |  | 040299 |  | 道路车辆 电气和电子设备的环境条件和试验 第2部分：电力负荷 | Road vehicles -- Environmental conditions and testing for electrical and electronic equipment -- Part 2: Electrical loads | ISO 16750-2:2012 | ISO 16750-2:2012 | 4.10 | 4.10 |  |  | 扩项 | Expansion |  | >3 | 574-123,574-353,574-118,574-117,574-193,574-208,574-331
[10 empty] | 道路车辆 电气及电子设备的环境条件和试验 第2部分:电气负荷 | Road vehicles-environmental conditions and testing for electrical and electronic equipment-part2:electrical loads | GB/T 28046.2-2019 | GB/T 28046.2-2019 | 4.10 | 4.10 |  |  | 扩项 | Expansion |  | >3 | 574-123,574-353,574-118,574-117,574-193,574-208,574-331
[5 empty] | 反向电压 | Reversed voltage |  | 121208 |  | 道路车辆 电气和电子设备的环境条件和试验 第 2 部分：电力负荷 | Road vehicles--Environmental conditions and testing for electrical and electronic equipment--Part 2: Electrical loads | ISO 16750-2:2012 | ISO 16750-2:2012 | 4.7 | 4.7 |  |  | 变更 | Change |  | >50 | 574-123,574-353,574-118,574-117,574-193,574-208,574-331
[10 empty] | 道路车辆 电气及电子设备的环境条件和试验 第 2 部分：电气负荷 | Road vehicles-environmental conditions and testing for electrical and electronic equipment-part2:electrical loads | GB/T 28046.2-2019 | GB/T 28046.2-2019 | 4.7 | 4.7 |  |  | 变更 | Change |  | >3 | 574-123,574-353,574-118,574-117,574-193,574-208,574-331
[5 empty] | 防尘 | dust proof |  | 040201 |  | 道路车辆 电气电子设备防护等级（IP代码） | Road vehicles - Degrees of protection (IP-Code) - Protection of electrical equipment against foreign objects, water and access | GB/T 30038-2013 | GB/T 30038-2013 |  |  |  |  | 扩项 | Expansion |  | 50 | 579-032
[5 empty] | 防尘性能 | Dustproof performance |  | 031709 |  | 不停车收费系统 车载电子单元 | Electronic Toll Collection On board Unit | GB/T 38444-2019 | GB/T 38444-2019 | 4.5.3 | 4.5.3 |  |  | 扩项 | Expansion |  | >3 | 579-032
[5 empty] | 供电电压缓降和缓升 | Slow decrease and increase of supply voltage |  | 121208 |  | 道路车辆 电气和电子设备的环境条件和试验 第 2 部分：电力负荷 | Road vehicles--Environmental conditions and testing for electrical and electronic equipment--Part 2: Electrical loads | ISO 16750-2:2012 | ISO 16750-2:2012 | 4.5 | 4.5 |  |  | 变更 | Change |  | >50 | 574-123,574-353,574-118,574-117,574-193,574-208,574-331
[10 empty] | 道路车辆 电气及电子设备的环境条件和试验 第 2 部分：电气负荷 | Road vehicles-environmental conditions and testing for electrical and electronic equipment-part2:electrical loads | GB/T 28046.2-2019 | GB/T 28046.2-2019 | 4.5 | 4.5 |  |  | 变更 | Change |  | >3 | 574-123,574-353,574-118,574-117,574-193,574-208,574-331
[5 empty] | 供电电压瞬态变化 | Discontinuities in supply voltage |  | 121208 |  | 道路车辆 电气和电子设备的环境条件和试验 第 2 部分：电力负荷 | Road vehicles--Environmental conditions and testing for electrical and electronic equipment--Part 2: Electrical loads | ISO 16750-2:2012 | ISO 16750-2:2012 | 4.6 | 4.6 |  |  | 变更 | Change |  | >50 | 574-123,574-353,574-118,574-117,574-193,574-208,574-331
[10 empty] | 道路车辆 电气及电子设备的环境条件和试验 第 2 部分：电气负荷 | Road vehicles-environmental conditions and testing for electrical and electronic equipment-part2:electrical loads | GB/T 28046.2-2019 | GB/T 28046.2-2019 | 4.6 | 4.6 |  |  | 变更 | Change |  | >3 | 574-123,574-353,574-118,574-117,574-193,574-208,574-331
[5 empty] | 过电压 | Overvoltage |  | 121208 |  | 道路车辆 电气和电子设备的环境条件和试验 第 2 部分：电力负荷 | Road vehicles--Environmental conditions and testing for electrical and electronic equipment--Part 2: Electrical loads | ISO 16750-2:2012 | ISO 16750-2:2012 | 4.3 | 4.3 |  |  | 变更 | Change |  | >50 | 574-123,574-353,574-118,574-117,574-193,574-208,574-331,572-178
[10 empty] | 道路车辆 电气及电子设备的环境条件和试验 第 2 部分：电气负荷 | Road vehicles-environmental conditions and testing for electrical and electronic equipment-part2:electrical loads | GB/T 28046.2-2019 | GB/T 28046.2-2019 | 4.3 | 4.3 |  |  | 变更 | Change |  | >3 | 574-123,574-353,574-118,574-117,574-193,574-208,574-331,572-178
[5 empty] | 化学负荷 | Chemical loads |  | 031799 |  | 不停车收费系统 车载电子单元 | Electronic Toll Collection On board Unit | GB/T 38444-2019 | GB/T 38444-2019 | 4.5.6 | 4.5.6 |  |  | 扩项 | Expansion |  | >3
[10 empty] | 车辆车速限制系统技术要求及试验方法 | Requirements and test methods of speed limitation system for motor vehicles | GB 24545-2019 | GB 24545-2019 | 4.2.5 | 4.2.5 |  |  | 扩项 | Expansion |  | >3
[5 empty] | 环境负荷 | Environment load |  | 031799 |  | 车辆车速限制系统技术要求及试验方法 | Requirements and test methods of speed limitation system for motor vehicles | GB 24545-2019 | GB 24545-2019 | 4.2.1 | 4.2.1 |  |  | 扩项 | Expansion |  | >3
[5 empty] | 环境耐候性 | Environmental weatherability |  | 031799 |  | 不停车收费系统 车载电子单元 | Electronic Toll Collection On board Unit | GB/T 38444-2019 | GB/T 38444-2019 | 4.5.5 | 4.5.5 |  |  | 扩项 | Expansion |  | >3 | 572-029,572-215,572-216,570-089,570-207,570-208
[5 empty] | 机械负荷 | Mechanical loads |  | 031799 |  | 车辆车速限制系统技术要求及试验方法 | Requirements and test methods of speed limitation system for motor vehicles | GB 24545-2019 | GB 24545-2019 | 4.2.3 | 4.2.3 |  |  | 扩项 | Expansion |  | >3 | 573-225,573-032,579-083
[5 empty] | 机械性能 | Mechanical Behavior |  | 031799 |  | 不停车收费系统 车载电子单元 | Electronic Toll Collection On board Unit | GB/T 38444-2019 | GB/T 38444-2019 | 4.5.4 | 4.5.4 |  |  | 扩项 | Expansion |  | >3 | 573-225,573-032,579-083
[5 empty] | 绝缘电阻 | insulation resistance |  | 040299 |  | 道路车辆 电气和电子设备的环境条件和试验 第2部分：电力负荷 | Road vehicles -- Environmental conditions and testing for electrical and electronic equipment -- Part 2: Electrical loads | ISO 16750-2:2012 | ISO 16750-2:2012 | 4.12 | 4.12 |  |  | 扩项 | Expansion |  | >3 | 574-610
[10 empty] | 道路车辆 电气及电子设备的环境条件和试验 第2部分:电气负荷 | Road vehicles-environmental conditions and testing for electrical and electronic equipment-part2:electrical loads | GB/T 28046.2-2019 | GB/T 28046.2-2019 | 4.12 | 4.12 |  |  | 扩项 | Expansion |  | >3 | 574-610
[5 empty] | 开路 | open circuit |  | 040299 |  | 道路车辆 电气和电子设备的环境条件和试验 第2部分：电力负荷 | Road vehicles -- Environmental conditions and testing for electrical and electronic equipment -- Part 2: Electrical loads | ISO 16750-2:2012 | ISO 16750-2:2012 | 4.9 | 4.9 |  |  | 扩项 | Expansion |  | >50 | 574-123,574-353,574-118,574-117,574-193,574-208,574-331
[10 empty] | 道路车辆 电气及电子设备的环境条件和试验 第2部分:电气负荷 | Road vehicles-environmental conditions and testing for electrical and electronic equipment-part2:electrical loads | GB/T 28046.2-2019 | GB/T 28046.2-2019 | 4.9 | 4.9 |  |  | 扩项 | Expansion |  | >3 | 574-123,574-353,574-118,574-117,574-193,574-208,574-331
[5 empty] | 耐电压 | withstand voltage |  | 040299 |  | 道路车辆 电气和电子设备的环境条件和试验 第2部分：电力负荷 | Road vehicles -- Environmental conditions and testing for electrical and electronic equipment -- Part 2: Electrical loads | ISO 16750-2:2012 | ISO 16750-2:2012 | 4.11 | 4.11 |  |  | 扩项 | Expansion |  | >3 | 574-610
[10 empty] | 道路车辆 电气及电子设备的环境条件和试验 第2部分:电气负荷 | Road vehicles-environmental conditions and testing for electrical and electronic equipment-part2:electrical loads | GB/T 28046.2-2019 | GB/T 28046.2-2019 | 4.11 | 4.11 |  |  | 扩项 | Expansion |  | >3 | 574-610
[5 empty] | 气候负荷 | Climatic loads |  | 031799 |  | 车辆车速限制系统技术要求及试验方法 | Requirements and test methods of speed limitation system for motor vehicles | GB 24545-2019 | GB 24545-2019 | 4.2.4 | 4.2.4 |  |  | 扩项 | Expansion |  | >3 | 572-029,572-215,572-216,570-089,570-207,570-208
[5 empty] | 直流供电电压范围 | Discontinuities in supply voltage |  | 040299 |  | 道路车辆 电气和电子设备的环境条件和试验 第2部分：电力负荷 | Road vehicles -- Environmental conditions and testing for electrical and electronic equipment -- Part 2: Electrical loads | ISO 16750-2:2012 | ISO 16750-2:2012 | 4.2 | 4.2 |  |  | 扩项 | Expansion |  | >3 | 574-123,574-353,574-118,574-117,574-193,574-208,574-331
[10 empty] | 道路车辆 电气及电子设备的环境条件和试验 第2部分:电气负荷 | Road vehicles-environmental conditions and testing for electrical and electronic equipment-part2:electrical loads | GB/T 28046.2-2019 | GB/T 28046.2-2019 | 4.2 | 4.2 |  |  | 扩项 | Expansion |  | >3 | 574-123,574-353,574-118,574-117,574-193,574-208,574-331
| 金属材料 | metal materialssteel and alloy |  | N | 脱碳深度 | Determination of depth f decarburization |  | 030202 | Y | 钢的脱碳层深度测定法 | Determination of depth of decarburization of steels | GB/T224–2019 | GB/T224–2019 | 5.2;5.3 | 5.2;5.3 |  |  | 变更 | Change |  | 620 | 570-010,573-038
| 塑料件 | Plastics |  | N | 成分分析 | component analysis |  | 050712 |  | 红外光谱分析方法通则 | General rules for infrared analysis | GB/T 6040-2019 | GB/T 6040-2019 | 5.2.2;5.2.5a;7 | 5.2.2;5.2.5a;7 | 只做定性分析 | Only for qualitative analysis ; | 变更 | Change |  | 10 | 570-214
[5 empty] | 负荷热变形温度 | temperature of deflection under load |  | 050712 |  | 塑料负荷变形温度的测定第 1 部分:通用试验方法 | Plastics—Determinationoftemperatureofdeflectionunderload— Part1:Generaltestmethod | GB/T 1634.1-2019 | GB/T 1634.1-2019 |  |  |  |  | 变更 | Change |  | 5 | 572-124
[10 empty] | 塑料 负荷变形温度的测定 第 2 部分: 塑料、硬橡胶和长纤维增强复合材料 | Plastics--Determination of temperature of deflection under load--Part 2:Plastics,ebonite and long-fibre-reinforced composites | GB/T 1634.2-2019 | GB/T 1634.2-2019 |  |  |  |  | 变更 | Change |  | 5 | 572-124
[5 empty] | 塑料拉伸性能 | Determination of tensiling performance for plastics |  | 050712 |  | 塑料 拉伸性能的测定 第 1 部分:总则 | Plastics-Determination of tensile properties-Part 1:General principles | GB/T1040.1–2018 | GB/T 1040.1–2018 |  |  | 不测泊松比 | Except poisson ratio | 变更 | Change |  | 160 | 573-107,573-627
[5 empty] | 塑料弯曲性能 | Determination of flexural performance for plastics |  | 050712 |  | 塑料弯曲性能试验方法 | Plastics–Determination of flexural properties | ISO 178:2019 | ISO 178:2019 |  |  | 只测厚度大于 3mm 的试样 | Accredited only for Specimens with a thickness greater than 3mm. | 变更 | Change |  | 50 | 573-107,573-627

## 设备标准物质
设备编号 | 类型 | 名称 | 型号规格 | 测量范围 | 规格种类①扩展不确定度②最大允差③准确度等级 | 溯源方式 | 是否确认 | 备注2
0 | 1 | 2 | 3 | 4 | 5 | 6 | 7 | 8
571-113 | 设备 | 汽车质心位置侧倾试验台 | JT16 | 16t/45dug | ±0.1%F.S/±0.1dug | 送校 | Y | ZC1
573-061 | 设备 | 汽车基本性能试验仪 | DAS3 | 速度v：0～999 km/h； | ±0.5% | 送检 | Y | ZC1
573-430 | 设备 | 便携式测风仪 | FYF-1 | 量程:0~25m/s;分辨率:0.1m/s | ±(0.3+0.03V)m/s (V为被测风速值) | 送检 | Y | ZC1
D573-263 | 设备 | 轮胎气压表 | 0~1.2Mpa | 0~1.2Mpa | 2.5级 | 送检 | Y | ZC1
D572-122 | 设备 | 温湿度表 | HM10 | 温度:0~100º;湿度:0~100% |  | 送检 | Y | ZC1
573-535 | 设备 | 汽车淋雨试验台 | 非标 | —— | —— | 内部检定 | Y | ZC1
D571-450 | 设备 | 钢卷尺 | 30m | 0～30m | 2级 | 送校 | Y | ZC1
D573-239 | 设备 | 轮胎气压表 | （0-160）psi | 0-1MPa | 2.5级 | 内部检定 | Y | ZC1
571-093 | 设备 | 数字式角度仪 | DP45 | ±45º | 0.015 | 送检 | Y | ZC1
570-077 | 设备 | 漏气检测仪 | XP-702S-A | 测量范围:3.3×10-5 ;cc/sec;检测浓度:10PPM或更低,反应时间:3秒以内 | -------- | 送检 | Y | ZC1
D572-049 | 设备 | 温湿度表 | HM10 | 温度:0~100º;湿度:0~100% | / | 送检 | Y | ZC1
570-079 | 设备 | 柴油机消光烟度计 | OPAX2000II | 0.00-9.99K（m-1）/0.0-99.9% | 0.01K（m-1）/0.1% | 送检 | Y | ZC1
D573-075 | 设备 | 空盒气压表 | YM3 | 800～1050 hPa | ±3hPa | 送检 | Y | ZC1
573-056 | 设备 | 汽油机转速表 | SE-152 | 500～10000 r/min | JIS1.5级 | 内部校准 | Y | ZC1
573-063 | 设备 | 柴油机转速表 | GE-571 | 400～6000 r/min | ±1r/min | 送检 | Y | ZC1
579-056 | 设备 | 汽车基本性能试验仪 | DAS3 | 距离s：0～999 m； 速度v：0～999 km/h；时间t：0～999 s； | ±0.5% | 内部检定 | Y | ZC1
573-060 | 设备 | 燃油流量计 | FP-224H | 0.3～300 l/h | ±0.5％ | 送检 | Y | ZC1
D573-008 | 设备 | 电子累计秤 | M-208S1 | 0～15kg | 1/3000FS | 送检 | Y | ZC1
579-026 | 设备 | 二维车辆动态性能测试系统 | μEEP-10 | L:0.5～400km/h Q:0～±36km/h H:±125mm A:0～9.8m/s2 | L:±0.2%Q:±0.1%H:±1%A:±0.5% | 送检 | Y | ZC1
579-026-2 | 设备 | 手拉力计 | 8A/100kgf/LB-100KB | 0.0~1000.0N | ±2% | 送检 | Y | ZC1
579-026-3 | 设备 | 踏板力计 | MCC-8A/LP-100KB | 0.0~1000.0N | ±2% | 送检 | Y | ZC1
570-071-1 | 设备 | 五气体汽车尾气体分析仪 | MEXA-554J | 0~10.00% | :±0.2% | 送检 | Y | ZC1
573-214 | 设备 | 汽车转向角、力测试仪 | 方向盘SFA-B-3004S8/应变仪MCD-8A | 转向力:0~98 N.m;转向角:0º~1080º 动态应变仪:100~2000με, ±5v | 踏板力:1% 手拉力:2%; 转向力:1% 转向力矩:1% | 送检 | Y | ZC1
D576-016 | 设备 | 电子秒表 | J9-2 | 0～35999s | 0.5s/24h | 送校 | Y | ZC1
D574-084 | 设备 | 数字式多用表 | 88B | AC:500V | 0.5％FS | 内部检定 | Y | ZC1
572-046 | 设备 | 低温试验环境舱 | / | T:-40～0℃ | T:±0.1℃ | 送检 | Y | ZC1
573-066 | 设备 | 扭力扳手 | 5～45 N.m | 5～45 N.m | 3%FS | 内部检定 | Y | ZC1
573-082 | 设备 | 扭力扳手 | 40～420 N.m | 40～420 N.m | 3%FS | 内部检定 | Y | ZC1
572-013 | 设备 | 总辐射表 | DFY4-1 | -------- | 5.94μV/W·m-2 | 送检 | Y | ZC1
D573-087 | 设备 | 管形测力计 | KL-100 | 0～1000N | 2级 | 送校 | Y | ZC1
573-470 | 设备 | 商用车前下部防护装置检测设备 | CX-7280 | 力200kN, 位移100-350mm/min | 力±1%, 位移±0.05mm | 内部校准 | Y | ZC1
573-465 | 设备 | 非接触式速度计 | DAS3 | 距离s：0～999 m； 速度v：0～999 km/h；时间t：0～999 s； | ③:±0.5% | 送校 | Y | NE
573-436 | 设备 | 底盘测功机 | 4WD Compact | 车速:0~250km/h,额定牵引力:5987N | 车速:±0.03km/h,额定牵引力:±0.1%FS | 送检 | Y | ZC1
571-111 | 设备 | 单臂三维测量仪 | CHXY-2500 | X:8500mm/Y:2500mm/Z:2500mm | μ95： ±0.05+L/25000 | 内部检定 | Y | ZC1
578-022 | 设备 | 精密声级计 | 2250light | 16.4到140dB | 1级 | 送检 | Y | ZC1
577-056 | 设备 | 便携式前照灯仪 | NHD-8101 | 0～60000cd | ±15% | 送检 | Y | ZC1
573-062 | 设备 | 发动机转速表 | GE-450 | 400～6000 r/min | ±1r/min | 送检 | Y | ZC1
574-143 | 设备 | 功率分析仪 | WT3000 | 电压： 0～1000V 电流：－600A～600A | 功率精度：±0.02%（读数） 校准的标准不确定度：±0.6% | 送检 | Y | ZC1
574-160 | 设备 | 耐压绝缘测试仪 | 19073 | 电压：Ac为0.05~5kV,DC为0.05~6kV;泄漏电流：0.1uA~20mA | ③:电压：1%+5V;③:泄漏电流：1.5%+5counts | 送校 | Y | NE
D574-083 | 设备 | 数字多用表 | 88B | 0-1000V 0-10A | 直流电压Urel=0.14%(k=2) 直流电流Urel=0.12%(k=2) | 送检 | Y | ZC1
D573-258 | 设备 | 空盒气压表 | YM3 | 800～1050 hPa | ±3hPa | 送校 | Y | ZC1
573-534 | 设备 | 车辆燃油消耗测试系统 | CDS-DFL3x-5bar | 0～150 l/h(流量)0~5bar(供油压力) | ±0.5％ | 送检 | Y | ZC1
571-156 | 设备 | 人体三维H点定位装置 | FTSS | / | 符合ISO6549-1980 | 内部校准 | Y | BD
JMC-专-4 | 设备 | 汽车碰撞假人定位装置 | X轴、Z轴 | 2000mm | U=0.50μm+5×10-6L(k=2.7) | 内部校准 | Y | BD
D571-371 | 设备 | 卷尺 | 3.5m | 3.5m | 2级 | 送检 | Y | BD
D571-461 | 设备 | 数显角度仪 | 0°～90° | 0°～90° | U=6'(k=2) | 内部校准 | Y | BD
579-068 | 设备 | H点三维人体模型 | CAC-3DM（HPM-1） |  |  | 送检 | Y | LBJ
571-184 | 设备 | 便携式三坐标测量系统 | RA75 |  |  | 送检 | Y | ZC1
572-048 | 设备 | 数据采集器（40通道温度测量仪） | MW100 | 50mv~20v | —— | 送检 | Y | ZC1
573-180 | 设备 | 排放底盘测功系统 | EMDY48 | 车速:0~200km/h,额定牵引力:-540~+6500N | A级 | 送检 | Y | ZC1
573-322 | 设备 | 双轴底盘测功机试验系统 | 48”CHASSIS DVNAMOMETER | 最高速度:200km/h,额定牵引力:±5400N | ±0.1%FS | 送检 | Y | ZC1
573-431 | 设备 | 中重型底盘测功机系统 | ECDM72H-2MOT | 3.5t~50t,0~120Km/h | ±0.1%FS,±0.05km/h | 送检 | Y | ZC1
573-320 | 设备 | 人体振动分析仪--振动传感器 | INC9004U IEPE | 动态范围:102dB | （0to60°C)：0.1dB | 送检 | Y | ZC1
579-136 | 设备 | 车辆动态性能测试系统 | SR-60 | 0-60Nm 2500°/s | ±0.1° | 送检 | Y | ZC1
573-455 | 设备 | 操稳惯导测试系统(陀螺仪） | RT3002 | 横向速度：0.2% | 横向速度：0.2% | 送检 | Y | ZC1
573-519 | 设备 | 风速仪 | 3000 | 0-30m/s | ±1% | 送检 | Y
D571-280 | 设备 | 深度尺 | 0-10*0.01 | 0-10mm | 0.01mm | 送检 | Y
D571-454 | 设备 | 钢卷尺 | 5m | 0～5m | 2级 | 送检 | Y
573-619 | 设备 | ADAS动态性能测试系统 | SR-60\RT3002 | 60Nm,±1080°\±9.8m/s2 | ±10°\±0.15m/s2 | 送检 | Y
579-155 | 设备 | 淋雨试验装置 | 非标 |  |  | 其他方式 | Y | ZC1
579-064 | 设备 | 数字记录仪 | DR030 | -5℃～100℃ | ±5%℃ | 内部检定 | Y | ZC1
JML-280-1 | 设备 | 数字显示轮胎充气机 | —— | 0～2000kPa | ±1kPa | 内部检定 | Y | ZC1
572-045 | 设备 | 整车排放环境仓 | ‐10℃-45℃ | ‐10℃-45℃ | ±1.0℃ | 送检 | Y | ZC1
D573-286 | 设备 | 轮胎压力表 |  | 0~16bar | ±2.5%RS | 送检 | Y | ZC1
572-060 | 设备 | 整车试验环境模拟系统 | WK399 | -15～60℃,F65.5~15（g水/kg干空气） | A级 | 送检 | Y | ZC1
570-118 | 设备 | 超低排放采样分析系统 | CVS-7200 | CVS流量:6/9/12L/min | ±1%FS | 内部校准 | Y | ZC1
570-119 | 设备 | 超低排放采样分析系统 | MEXA-7400LE | HC:10~50000ppmc,COL:100~5000ppm,COH:0.5~2%,CO2:0.5~20%,NOX:10~10000ppm,N2O:5/20ppm,O2:1~25%,CFV:4/6/8/12m3/min | ±1%FS | 内部校准 | Y | ZC1
570-121 | 设备 | 轻型汽车超低排放采样分析测试系统 | MEXA-2000SPCS | PN:0~10000#/cm3 | A级 | 内部校准 | Y | ZC1
D573-285 | 设备 | 轮胎压力表 |  | 0~16bar | ±2.5%RS | 送检 | Y | ZC1
570-181 | 设备 | 汽车排气采样分析试验系统 | CVS-7400，MEXA-7400DLE,MEXA-2000SPCS | CVS流量:2/4/8/14L/min,HC:10~50000ppmc,COL:100~5000ppm,COH:0.5~2%,CO2:0.5~20%,NOX:10~10000ppm,N2O:5/20ppm,O2:1~25%,PN:0~10000#/cm3 | ±1%FS,±0.1%FS,A级 | 内部校准 | Y | ZC1
570-148 | 设备 | 发动机排气采样分析系统 | MEXA-7100DEGR&MEXA-7200D&MEXA-7400T&MEXA-2100SPCS | CO(L):0-50~5000ppmc CO(H):0%-0.5~12% CO2:0-0.5~20% CO2(EGR):0-0.5~20% O2:0-1~25% THC:0-10~50000ppmc THC/CH4:0-50~25000ppmc NO/NO2/NOx:0-10~10000ppm 固体颗粒物计数：0-10000~50000/cm3 | ②重复性: ZERO:±0.5%FS SPAN:±0.5%RS(CH4是±1%RS) 线性度: ±1%FSor±2%RS 固体颗粒物计数：±5% | 其他方式 | Y | 发动机
573-182-1 | 设备 | 称重天平 | M5P | 最大称量2000 mg | ②准确度5μg | 送检 | Y | 发动机
573-478 | 设备 | 称重天平 | MSA2.7S-000-DF | 称量范围：1mg-2100 mg | ②分辨率和称量精度：0.1μg | 送检 | Y | 发动机
573-182 | 设备 | 颗粒物测量系统 | CHAM-1000 | 控制温度范围：22±1℃ 在露点温度9.5±1℃ DP时，控制湿度范围：45%±3%RH | ②控制温度准确度：±0.5℃ 控制湿度准确度：±1%RH | 内部校准 | Y | 发动机
570-174 | 设备 | 称重环境舱 | CHAM-1000 | 控制温度范围：22±1℃ 在露点温度9.5±1℃ DP时，控制湿度范围：45%±3%RH | ②控制温度准确度：±0.5℃ 控制湿度准确度：±1%RH | 内部校准 | Y | 发动机
573-432 | 设备 | 油耗仪 | FCS-D-570 |  |  | 送检 | Y | ZC1
570-147 | 设备 | 微粒采样系统 | DLS7200E | 在-53.3kPa下，微粒采样稀释采样流量:65~130 L/min 微粒采样稀释空气流量:65~130 L/min 背景采样流量:65L/min | ②测量值的±2% | 其他方式 | Y | 发动机
573-476 | 设备 | 测功机 | DYNAS3-HD600 | 最高转速4500r/min 最大功率600kW 最大扭矩4502Nm 油耗：0.20~220l/h | ②转速准确度：±1r/min 扭矩准确度：±0.1%满量程以内 油耗：±1%F.S | 内部校准 | Y | 发动机
573-477 | 设备 | 测功机 | DYNAS3-HD460 | 最高转速5010r/min 最大功率460kW 最大扭矩2680Nm 油耗：0.20~220l/h | ②转速准确度：±1r/min 扭矩准确度：±0.1%满量程以内 油耗：±1%F.S | 内部校准 | Y | 发动机
574-337 | 设备 | 功率分析仪 | 3390 | 电压15/30/60/150/300/600/1500V,电流4/8/20/40/80/200A | 电压±0.05%,电流±0.05%,功率±0.05%,功率因数±0.02% | 送检 | Y | ZC1
573-437 | 设备 | 底盘测功机 | 4WD Compact | 车速:0~200km/h,额定牵引力:5987N | 车速:±0.03km/h,额定牵引力:±0.1%FS | 送检 | Y | ZC1
573-438 | 设备 | 底盘测功机 | 4WD Compact | 车速:0~200km/h,额定牵引力:5987N | 车速:±0.03km/h,额定牵引力:±0.1%FS | 送检 | Y | ZC1
573-439 | 设备 | 底盘测功机 | 4WD Compact | 车速:0~200km/h,额定牵引力:5987N | 车速:±0.03km/h,额定牵引力:±0.1%FS | 送检 | Y | ZC1
573-440 | 设备 | 底盘测功机 | 2WD Compact | 车速:0~250km/h,额定牵引力:5987N | 车速:±0.03km/h,额定牵引力:±0.1%FS | 送检 | Y | ZC1
573-441 | 设备 | 底盘测功机 | 2WD Compact | 车速:0~200km/h,额定牵引力:5987N | 车速:±0.03km/h,额定牵引力:±0.1%FS | 送检 | Y | ZC1
573-442 | 设备 | 底盘测功机 | 2WD Compact | 车速:0~200km/h,额定牵引力:5987N | 车速:±0.03km/h,额定牵引力:±0.1%FS | 送检 | Y | ZC1
573-443 | 设备 | 底盘测功机 | 2WD Compact | 车速:0~200km/h,额定牵引力:5987N | 车速:±0.03km/h,额定牵引力:±0.1%FS | 送检 | Y | ZC1
573-444 | 设备 | 底盘测功机 | 2WD Compact | 车速:0~200km/h,额定牵引力:5987N | 车速:±0.03km/h,额定牵引力:±0.1%FS | 送检 | Y | ZC1
573-445 | 设备 | 底盘测功机 | 2WD Compact | 车速:0~200km/h,额定牵引力:5987N | 车速:±0.03km/h,额定牵引力:±0.1%FS | 送检 | Y | ZC1
573-446 | 设备 | 底盘测功机 | 2WD Compact | 车速:0~200km/h,额定牵引力:5987N | 车速:±0.03km/h,额定牵引力:±0.1%FS | 送检 | Y | ZC1
573-447 | 设备 | 底盘测功机 | 2WD Compact | 车速:0~200km/h,额定牵引力:5987N | 车速:±0.03km/h,额定牵引力:±0.1%FS | 送检 | Y | ZC1
573-448 | 设备 | 底盘测功机 | 2WD Compact | 车速:0~200km/h,额定牵引力:5987N | 车速:±0.03km/h,额定牵引力:±0.1%FS | 送检 | Y | ZC1
573-449 | 设备 | 底盘测功机 | 2WD Compact | 车速:0~200km/h,额定牵引力:5987N | 车速:±0.03km/h,额定牵引力:±0.1%FS | 送检 | Y | ZC1
573-450 | 设备 | 底盘测功机 | 2WD Compact | 车速:0~200km/h,额定牵引力:5987N | 车速:±0.03km/h,额定牵引力:±0.1%FS | 送检 | Y | ZC1
573-451 | 设备 | 底盘测功机 | 2WD Compact | 车速:0~200km/h,额定牵引力:5987N | 车速:±0.03km/h,额定牵引力:±0.1%FS | 送检 | Y | ZC1
573-452 | 设备 | 底盘测功机 | 2WD Compact | 车速:0~200km/h,额定牵引力:5987N | 车速:±0.03km/h,额定牵引力:±0.1%FS | 送检 | Y | ZC1
573-453 | 设备 | 底盘测功机 | 2WD Compact | 车速:0~200km/h,额定牵引力:5987N | 车速:±0.03km/h,额定牵引力:±0.1%FS | 送检 | Y | ZC1
573-190 | 设备 | 汽车碰撞系统激光测速仪 | 德国Messring定制 | 93km/h | U=0.30km/h(k=2) | 内部校准 | Y | BD
577-034 | 设备 | 碰撞照明系统 | 上海光耀/定制 | 碰撞试验 | / | / | Y | BD
579-096 | 设备 | 高速高分辨数字图像采集仪 | nac gx-3 | CMOS Sensor : 1280 X 1024 — all Active Pixels Bit Depth : 12/10/8-bit (customer selectable) Electronic Shutter : OPEN to 1μsec | / | / | Y | BD
573-317 | 设备 | 汽车四轮称重系统 | TCS-1000型 | 4吨 | Urel=0.3%FS(k=2) | 内部校准 | Y | BD
D573-273 | 设备 | 轮胎压力表 | (0~16)bar | (0~16)bar | Urel=0.1%(k=2) | 内部校准 | Y | BD
JMD-089-26 | 设备 | 数字多用表 | MY65 | 1000V： | 直流电压：0.5%；直流电流：0.2%；电阻：0.1%（k=2） | 内部校准 | Y | BD
D572-154 | 设备 | 电子温湿度表 | WS508C | / | 温度：0.3；湿度：2.0（k=2） | 送校 | Y | BD
D573-274 | 设备 | 数显推拉力计 | HF-500 | 500N | Urel=0.5%（k=2） | 内部校准 | Y | BD
573-202 | 设备 | 追尾碰撞移动壁障 | ERNST/ ECE R34 | / | 符合ECER34 | 内部校准 | Y | BD
D576-030 | 设备 | 电子秒表 | J9-1 | 0～35999s | 0.31s/24h | 送检 | Y | BD
573-594 | 设备 | 侧防护检测设备 | LH-F490（200KG） | 测力范围：0-200KN 游标卡尺范围：0-150MM | / | 送检 | Y | ZC1
579-023 | 设备 | 三维H点装置 | CAC-3DM（HPM-1） | 背角（θ1）：前倾30～后倾30° 臀角（θ2）：60～120° 膝角（θ3）：45～180° 足角（θ4）：60～160° | / | 内部校准 | Y | ZC1
571-202 | 设备 | 汽车驾驶员前方视野S区域专用装置 | QSY-1 | S2(0-2000mm) / 0-90° / 0-90° | 激光测距仪：水平：±4.5mm/15m；垂直：≥±4.5mm/15m 角度仪精度：0.1° 发散光源：不小于0.5mW | 内部校准 | Y | ZC1
579-108 | 设备 | 眼点模拟仪 | SL-2E | 眼点转动最大角度:133゜;两眼点间距离:65mm | ------- | 内部检定 | Y | ZC1
689-001 | 设备 | 雾气发生器 | WT-1 | 雾量测量范围:0~15g/min 定时范围:0~99.9min | 发雾量准确度:±0.8g 定时准确度:±0.1min 最大消耗功率:1000W | 送检 | Y | ZC1
571-123 | 设备 | 数字式求积仪 | KP-90N |  |  | 送校 | Y | ZC1
D574-001 | 设备 | 数字万用表 | VP-2661A |  |  | 送检 | Y | ZC1
570-086 | 设备 | 高温湿热试验箱 | WK11-2200 | -70℃～180℃ | ±2℃ | 送检 | Y | ZC1
D571-100 | 设备 | 游标卡尺 | (0-300)mm | (0-300)mm | 0.02mm | 送检 | Y | ZC1
D573-081 | 设备 | 邵氏硬度计 | LX-A | FA0=56~FA100=822.0 | / | 内部校准 | Y | ZC1
D571-541 | 设备 | 测量球 | φ100 | / | / | 内部校准 | Y | ZC1
D571-204 | 设备 | 测量球 | φ165 | / | / | 内部校准 | Y | ZC1
D571-241 | 设备 | 塞尺 | 0.02-1.00 | 100mm | —— | 内部检定 | Y | ZC1
571-180 | 设备 | 乘用车内部凸出物测量装置 | 专用 | —— | —— | 内部检定 | Y | ZC1
571-173 | 设备 | 测量球 | 非标 | Φ165 | —— | 内部检定 | Y | ZC1
D571-242 | 设备 | 半圆规 | 6.5；14.5；25 | R1～6.5mm；R7-14.5mm； R15～25mm | IT10 | 内部检定 | Y | ZC1
D571-466 | 设备 | 数显卡尺 | 0~150mm | 0~150mm | 0.01mm | 内部检定 | Y | ZC1
573-327 | 设备 | 基础I型碰撞台车系统 | 德国IST 型号：基础I型(Type I) | 最大有效载荷：3000 kg 最大加速度： 有效载荷2000kg： 65g 有效载荷1500kg： 75g 有效载荷1000kg： 90g 有效载荷500kg： 95g | / | / | Y | BD
577-041 | 设备 | 台车实验室灯光照明系统 | 德国KHS：HIGH-S-LIGHT 4000推进型 | 5米×3米×2米的空间内 | / | / | Y | BD
579-144 | 设备 | 数据采集器 | 美国DTS：型号：TDAS-G5 | 32通道,±2.5V | 激励电压0.7mV(k=2);输入输出示值电压0.72mV(k=2) | 内部校准 | Y | BD
579-095 | 设备 | 触发时间控制器 | 美国DTS：型号：TDAS PRO | 1mV-10V 25ps-0.5s | 幅度：0.6%时间：U=0.1%（k=2） | 内部校准 | Y | BD
579-137 | 设备 | 车载单镜头高速相机 | Eosens mini2 | 1280*1024 14um*14um 506fps | / | / | Y | BD
JMJ-888-755 | 设备 | 加速度传感器 | 美国MEAS/JCT200-A-250-/L10M | 2000g | 2.1%(k=2) | 内部校准 | Y | BD
573-323 | 设备 | 电子吊秤 | OCS-1t | 1000kg | Urel=0.3%FS(k=2) | 内部校准 | Y | BD
573-191 | 设备 | 汽车正面碰撞试验用人形试验装置 | Hybrid III 50th Male | / | 符合美国CFR49part572 | 内部校准 | Y | BD
573-194 | 设备 | 汽车正面碰撞试验用人形试验装置 | Hybrid III 5% Female | / | 符合ECER94 | 内部校准 | Y | BD
573-255 | 设备 | 汽车正面碰撞试验用人形试验装置 | Hybrid III 95%Male | / | 符合美国49CFR/Part572/SubpartV | 内部校准 | Y | BD
573-339 | 设备 | 压力传感器 | PA-21C/200BAR | 0-200bar | 2级 | 内部校准 | Y | ZC1
572-084 | 设备 | 接触式数字温度计 | 54ⅡB | 0~±1000º | ±0.3º | 内部校准 | Y | ZC1
573-602 | 设备 | 商用车ABS测试装置--轮速仪 | 1-5911N-0000-1024-P064 |  |  | 内部校准 | Y | ZC1
D573-184 | 设备 | 拉压力传感器 | 20T | 0-20T | 2级 | 内部校准 | Y | ZC1
D571-447 | 设备 | 拉线位仪传感器 | P2302 | 100-1000mm | 0.3%FS | 内部校准 | Y | ZC1
573-457 | 设备 | 制动踏板力计 | HKM | 1000N | ±1％FS | 送检 | Y | ZC1
573-156 | 设备 | 便携式压力校验仪 | DPI610 | 0-20bar | 1级 | 送检 | Y | ZC1
573-463 | 设备 | 汽车基本性能试验仪 | DAS3 | 距离s：0～999 m； 速度v：0～999 km/h；时间t：0～999 s； | ±0.5% | 内部校准 | Y | ZC1
573-481 | 设备 | 轻便三杯风向风速表 | FYF-1 | 量程:0~25m/s;分辨率:0.1m/s | ±(0.3+0.03V)m/s(V为被测风速值) | 送检 | Y | ZC1
D572-121 | 设备 | 温湿度表 | HM10 | 温度:0~100º;湿度:0~100% | —— | 内部校准 | Y | ZC1
D573-264 | 设备 | 轮胎气压表 | (0~1.2)Mpa | 0-1.2MPa | 2.5级 | 内部校准 | Y | ZC1
573-361 | 设备 | 手拉力计 | 8A/100kgf/LB-100KB | 0.0~1000.0N | ±2% | 内部校准 | Y | ZC1
574-120 | 设备 | 10m电波暗室 | SAC-10MAC | 屏蔽效能14kHz ~ 18GHz | 2.5dB | 送校 | Y | EMC
574-135 | 设备 | 测量接收机 | ESU26 | DC coupled: 20 Hz to 26.5 GHz AC coupled: 10MHz to 26.5 GHz | 频率精度：≤±1% | 送校 | Y | EMC
574-209 | 设备 | 测量接收机 | ESU8 | 20Hz～8GHz | 频率精度：≤±1% | 送校 | Y | EMC
573-262 | 设备 | 汽车底盘测功机 | RPL4×955/12C21M5/4×GPM225 | 转台直径8.2m 转台max负荷5000kg 转鼓直径955mm 最高车速200km/h 转鼓max轴荷3000kg | 转矩：0.08%速度：0.14% | 内部校准 | Y | EMC
574-125-01 | 设备 | 宽带天线 | HL562 | 30MHz ~ 2GHz | U=1.7dB | 送校 | Y | EMC
574-125-04 | 设备 | 阻抗转换器 | EZ-12 | 9kHz~ 30MHz | U=0.25dB | 送校 | Y | EMC
574-146-01 | 设备 | 前置放大器 | SCA-SCU18 | 1 ~ 18GHz | U=0.25dB | 送校 | Y | EMC
574-218-03 | 设备 | 前置放大器 | SCU01 | 9k～1000 MHz | U=0.25dB | 送校 | Y | EMC
574-190-01 | 设备 | 信号发生器 | SMB100A | 9 kHz to 6 GHz | U=0.25dB | 送校 | Y | EMC
574-198-01 | 设备 | 信号发生器 | SMF100A | 1 GHz to 22 GHz | U=0.25dB | 送校 | Y | EMC
574-124-01 | 设备 | 信号发生器 | SML03 | 9 kHz~3.3 GHz | U=0.25dB | 送校 | Y | EMC
574-124-04 | 设备 | 功率放大器 | 1000W1000C | 80MHz ~ 1GHz | U=0.25dB | 送校 | Y | EMC
574-124-06 | 设备 | 功率放大器 | 2500LM15 | 0.01 ~ 220MHz | U=0.25dB | 送校 | Y | EMC
574-124-08 | 设备 | 功率放大器 | 120S1G3 | 800MHz ~ 3GHz | U=0.25dB | 送校 | Y | EMC
574-198-02 | 设备 | 功率放大器 | BLMA 1025-500 | 1000 to 2500 MHz , 500 W | U=0.25dB | 送校 | Y | EMC
574-217-01 | 设备 | 功率放大器 | BLMA 2060-500 | 2000 to 6000 MHz , 500 W | U=0.25dB | 送校 | Y | EMC
574-192-04 | 设备 | 功率放大器 | BTA 0122-3000 | 9 kHz to 220 MHz , 3000 W | U=0.25dB | 送校 | Y | EMC
574-192-05 | 设备 | 功率放大器 | RF1000 | 200 to 1000 MHz , 1000 W | U=0.25dB | 送校 | Y | EMC
574-218-01 | 设备 | 功率放大器 | 10000A225 | 10000W, 10k～225 MHz | U=0.25dB | 送校 | Y | EMC
574-124-07 | 设备 | 定向耦合器 | DC2035M4 | 0.01 ~ 250MHz (插入损耗，耦合系数) | U=0.05dB | 送校 | Y | EMC
574-124-05 | 设备 | 定向耦合器 | DC6380 | 80 ~ 1000MHz (插入损耗，耦合系数) | U=0.05dB | 送校 | Y | EMC
574-124-09 | 设备 | 定向耦合器 | DC7144A | 800 ~ 4200MHz (插入损耗，耦合系数) | U=0.05dB | 送校 | Y | EMC
574-218-02 | 设备 | 定向耦合器 | DC4256 | 10k～250 MHz | U=0.05dB | 送校 | Y | EMC
574-350-03 | 设备 | 定向耦合器 | BDC 1040-40/500 | 1 - 4GHz, -40dB | U=0.05dB | 送校 | Y | EMC
574-350-04 | 设备 | 定向耦合器 | BDC 2080-40/500 | 2 - 8GHz, -40dB | U=0.05dB | 送校 | Y | EMC
574-350-05 | 设备 | 定向耦合器 | BDC 0110-40/100 | 0.1 - 1000MHz, -40dB | U=0.05dB | 送校 | Y | EMC
574-124-10 | 设备 | 高增益喇叭天线 | AT4000 | 200 ~ 1000MHz | U=1.3dB | 送校 | Y | EMC
574-124-12 | 设备 | 喇叭天线 | AT4510M2 | 1000 ~ 3000MHz | U=1.3dB | 送校 | Y | EMC
574-124-11 | 设备 | 高增益对数周期天线 | HL046E | 80 ~ 1000MHz | U=1.3dB | 送校 | Y | EMC
574-132 | 设备 | 双锥天线 | VHBD 9134 | 20 ~ 200MHz | U=1.3dB | 送校 | Y | EMC
574-192-03 | 设备 | 对数周期天线 | S23011-44w-00 | 220-2000 MHz | U=1.3dB | 送校 | Y | EMC
574-192-02 | 设备 | 对数周期天线 | S12014/54h | 20-220 MHz | U=1.3dB | 送校 | Y | EMC
574-198-09 | 设备 | 喇叭天线 | WG6 | 1.1 to 1.8 GHz, max 500 W | U=1.3dB | 送校 | Y | EMC
574-198-10 | 设备 | 喇叭天线 | WG9A | 2.2 to 3.3 GHz, 300 W | U=1.3dB | 送校 | Y | EMC
574-192-01 | 设备 | 带状线天线系统 | 天线：S35012/560 负载：8645B230 | 天线：10 kHz to 30 MHz, 输入功率10 kW 负载：1kHz to 9000 MHz, 50 Ω, 25 kW | U=1.3dB | 送校 | Y | EMC
574-190-03 | 设备 | 高增益喇叭天线 | ATH4G8 | 4 to 8 GHz, 500 W | U=1.3dB | 送校 | Y | EMC
574-141-01 | 设备 | 场强仪/场强探头 | CTR1002A/RadiSense | 0.01 ~ 4000 MHz | U=0.8dB | 送校 | Y | EMC
574-192-07 | 设备 | 场强仪/场强探头 | CTR1008A/RSS1004A | 10 kHz to 4 GHz | U=0.8dB | 送校 | Y | EMC
574-192-08 | 设备 | 场强仪/场强探头 | CTR1008A/RSS1004A | 10 kHz to 4 GHz | U=0.8dB | 送校 | Y | EMC
574-192-09 | 设备 | 场强仪/场强探头 | CTR1008A/RSS1004A | 10 kHz to 4 GHz | U=0.8dB | 送校 | Y | EMC
574-192-10 | 设备 | 场强仪/场强探头 | CTR1008A/RSS1004A | 10 kHz to 4 GHz | U=0.8dB | 送校 | Y | EMC
574-190-02 | 设备 | 场强仪/场强探头 | CTR 1002A/CTR1008A/RSS1018A | 30 MHz to 18 GHz | U=0.8dB | 送校 | Y | EMC
574-351-05 | 设备 | 场强仪/场强探头 | FI 7000/FL7030 | 5k - 30MHz | U=0.8dB | 送校 | Y | EMC
574-351-06 | 设备 | 场强仪/场强探头 | FI 7000/FL7006 | 100k - 6GHz | U=0.8dB | 送校 | Y | EMC
574-351-07 | 设备 | 场强仪/场强探头 | FI 7000/FL7218 | 10M - 18GHz | U=0.8dB | 送校 | Y | EMC
574-351-08 | 设备 | 场强仪/场强探头 | FI 7000/FL7006 | 100k - 6GHz | U=0.8dB | 送校 | Y | EMC
574-351-09 | 设备 | 场强仪/场强探头 | FI 7000/FL7006 | 100k - 6GHz | U=0.8dB | 送校 | Y | EMC
574-351-10 | 设备 | 场强仪/场强探头 | FI 7000/FL7006 | 100k - 6GHz | U=0.8dB | 送校 | Y | EMC
574-351-11 | 设备 | 场强仪/场强探头 | FI 7000/FL7006 | 100k - 6GHz | U=0.8dB | 送校 | Y | EMC
574-198-03 | 设备 | 函数信号发生器 | 33220A | 1 μHz to 20 MHz | U=0.15dB | 送校 | Y | EMC
574-124-02 | 设备 | 功率计/功率传感器 | NRP/NRP-Z91 | 0.009 ~ 6GHz | U=2.4% | 送校 | Y | EMC
574-124-03 | 设备 | 功率计/功率传感器 | NRP/NRP-Z91 | 0.009 ~ 6GHz | U=2.4% | 送校 | Y | EMC
574-198-05 | 设备 | 功率计/功率传感器 | NRP2/NRP-Z81 | 50 MHz to 18 GHz | U=2.4% | 送校 | Y | EMC
574-198-07 | 设备 | 功率计/功率传感器 | NRP2/NRP-Z81 | 50 MHz to 18 GHz | U=2.4% | 送校 | Y | EMC
574-198-06 | 设备 | 功率计/功率传感器 | NRP2/NRP-Z81 | 50 MHz to 18 GHz | U=2.4% | 送校 | Y | EMC
574-198-08 | 设备 | 功率计/功率传感器 | NRP2/NRP-Z81 | 50 MHz to 18 GHz | U=2.4% | 送校 | Y | EMC
574-190-05 | 设备 | 功率计/功率传感器 | NRP2/NRP-Z91 | 9 kHz to 6 GHz | U=2.4% | 送校 | Y | EMC
574-190-06 | 设备 | 功率计/功率传感器 | NRP2/NRP-Z91 | 9 kHz to 6 GHz | U=2.4% | 送校 | Y | EMC
574-190-07 | 设备 | 功率计/功率传感器 | NRP2/NRP-Z91 | 9 kHz to 6 GHz | U=2.4% | 送校 | Y | EMC
574-190-08 | 设备 | 功率计/功率传感器 | NRP2/NRP-Z91 | 9 kHz to 6 GHz | U=2.4% | 送校 | Y | EMC
574-351-03 | 设备 | 功率传感器 | NRP-Z91 | 9k - 6GHz | U=2.4% | 送校 | Y | EMC
574-351-04 | 设备 | 功率传感器 | NRP-Z91 | 9k - 6GHz | U=2.4% | 送校 | Y | EMC
574-351-02 | 设备 | 信号发生器 | SMB100A | 9k - 6GHz | 0.25dB | 送校 | Y | EMC
574-191 | 设备 | 3m电波暗室 | SAC-3m | 屏蔽效能14kHz ~ 18GHz | 2.5dB | 送校 | Y | EMC
574-217-02 | 设备 | 微波双锥天线 | SBA 9113 | 500 MHz ~ 3 GHz, max Input 20W | U=2.5dB | 送校 | Y | EMC
574-217-03 | 设备 | 发射天线 | SBA 9113-420NJ | 360 MHz ~ 3 GHz, max Input 20W | U=5% | 送校 | Y | EMC
574-351-21 | 设备 | 天线组 | NMHA 6M | 覆盖26-2700MHz | U=6% | 送校 | Y | EMC
574-351-22 | 设备 | 双锥天线 | SBA 9119 | 1 - 6GHz | U=2.5dB | 送校 | Y | EMC
574-351-23 | 设备 | 发射天线 | SBA 9119-422NJ | 0.8- 6GHz | U=5% | 送校 | Y | EMC
574-122-01 | 设备 | 连续波模拟器 | CWS 500D | 输出功率100W 输出阻抗50Ω （9kHz ~ 1GHz） | U=0.25dB | 送校 | Y | EMC
574-122-02 | 设备 | 功率放大器 | BLWA04010-100 | 400MHz ~ 1GHz (功率100W) | U=0.25dB | 送校 | Y | EMC
574-122-04 | 设备 | RF电流探头 | F-65 | 10kHz ~ 1GHz | U=0.5dB | 送校 | Y | EMC
574-122-03 | 设备 | 大电流注入探头 | F-140 | 100kHz ~ 1GHz (max CW Input:100W) | U=0.5dB | 送校 | Y | EMC
574-122-05 | 设备 | RF电流探头 | F-52 | 10kHz ~ 500MHz | U=0.5dB | 送校 | Y | EMC
574-388 | 设备 | 信号发生器 | N5171B | 9k - 1GHz | U=2.4% | 送校 | Y | EMC
574-389 | 设备 | 功率计/功率传感器 | N1914/E9304A | 9k - 6GHz | U=2.4% | 送校 | Y | EMC
574-390 | 设备 | 功率计/功率传感器 | N1914/E9304A | 9k - 6GHz | U=2.4% | 送校 | Y | EMC
574-391 | 设备 | 功率计/功率传感器 | N1914/U2004A | 9k - 6GHz | U=2.4% | 送校 | Y | EMC
574-392 | 设备 | 功率放大器 | TA10140-200 | 10k - 400MHz, 200W | U=0.25dB | 送校 | Y | EMC
574-393 | 设备 | 功率放大器 | TA801G-250 | 80 - 1000MHz, 250W | U=0.25dB | 送校 | Y | EMC
574-394 | 设备 | 定向耦合器 | C5339-10 | 10k - 400MHz, 200W, COUP=40dB | U=0.05dB | 送校 | Y | EMC
574-395 | 设备 | 定向耦合器 | C6338-20 | 80 - 1000MHz, 250W, COUP=50dB | U=0.05dB | 送校 | Y | EMC
574-396 | 设备 | 电流注入探头 | F-120-8 | 10k - 400MHz, 200W | U=0.5dB | 送校 | Y | EMC
574-397 | 设备 | 电流监测探头 | F-65A | 10k - 1GHz | U=0.5dB | 送校 | Y | EMC
574-200-06 | 设备 | 磁场校准线圈 | HZ-10 | 5 Hz to 10 MHz | U=0.8dB | 送校 | Y | EMC
574-199 | 设备 | 移动式磁场测试天线系统 | 61650/HC300/SH_60A/34410A | J551-17测试频点 | U=0.8dB | 送校 | Y | EMC
574-200-01 | 设备 | RMS/PEAK电压计 | URE3 | DC ~ 30 MHz， 最大输入:300 V RMS，500 V PK | U=0.03% | 送校 | Y | EMC
574-221 | 设备 | 静电放电发生器 | NSG438A | 放电电压 ±0~30kV | U=3% | 送校 | Y | EMC
578-021 | 设备 | 精密声级计 | 2250light | 16.4到140dB | 1级 | 送检 | Y | ZC1
D571-449 | 设备 | 钢卷尺 | 30m | 0～30m | 2级 | 送校 | Y | ZC1
D591-003 | 设备 | 车辆后端安全窗通过矩形体 | 非标 | —— | —— |  | Y | ZC1
D591-004 | 设备 | 车辆两侧安全窗及顶窗通过椭圆体 | 非标 | —— | —— |  | Y | ZC1
D591-005 | 设备 | 安全门引导测量装置（A） | 非标 | —— | —— |  | Y | ZC1
D591-006 | 设备 | 安全门引导测量装置（B） | 非标 | —— | —— |  | Y | ZC1
D591-007 | 设备 | 长途客车铅垂平板 | 非标 | —— | —— |  | Y | ZC1
D591-008 | 设备 | 旅游客车铅垂平板 | 非标 | —— | —— |  | Y | ZC1
D591-009 | 设备 | 城市客车铅垂平板 | 非标 | —— | —— |  | Y | ZC1
D591-010 | 设备 | 长途客车通道测量装置 | 非标 | —— | —— |  | Y | ZC1
D591-011 | 设备 | 旅游客车通道测量装置 | 非标 | —— | —— |  | Y | ZC1
D591-012 | 设备 | 城市客车通道测量装置 | 非标 | —— | —— |  | Y | ZC1
D591-013 | 设备 | 模拟站立乘客的测量装置 | 非标 | —— | —— |  | Y | ZC1
D591-016 | 设备 | 轻型客车铅垂平板（1A） | 非标 | —— | —— |  | Y | ZC1
D591-017 | 设备 | 轻型客车铅垂平板（1B） | 非标 | —— | —— |  | Y | ZC1
D591-019 | 设备 | 轻型客车车门无阻碍通路板 | 非标 | —— | —— |  | Y | ZC1
D591-020 | 设备 | 轻型客车通道测量装置（A） | 非标 | —— | —— |  | Y | ZC1
D591-021 | 设备 | 轻型客车通道测量装置（B） | 非标 | —— | —— |  | Y | ZC1
573-321 | 设备 | 客车静侧翻试验台 | JT40F | 40t/50du | ±0.1±1e（°） | 送检 | Y | ZC1
D573-266 | 设备 | 管形测力计 | KL-100 | 0～1000N | 2级 | 送校 | Y | ZC1
579-067 | 设备 | H点三维人体模型 | CAC-3DM | 背部角度θ1范围:前倾30゜~后倾30゜;臀部角度θ2范围:60゜~120゜ 膝部角度θ3范围:前倾45゜~180゜;足部角度θ2范围:60゜~160 | ------- | 送检 | Y | LBJ
D573-180 | 设备 | 车门夹持力检测仪 | 自制 | 0~30mm | —— |  | Y | ZC1
573-394 | 设备 | 商用车结构强度试验系统 | CX-7195 |  |  | 内部校准 | Y | ZC1
JMC-专-10 | 设备 | 校车通道测量装置 | 非标 |  |  | 其他方式 | Y | ZC1
D571-451 | 设备 | 钢卷尺 | 30m | 0~30m | Ⅱ级 | 送校 | Y
573-359 | 设备 | 非接触式速度计 | VBOX3 |  |  | 内部校准 | Y
D571-389 | 设备 | 数显轮胎花纹深度尺 | （0~30）mm | （0~30）mm |  | 送检 | Y | ZC1
D571-453 | 设备 | 钢卷尺 | 5m | 0~5m | 2级 | 送检 | Y
573-459 | 设备 | 操纵转向性能测试系统 | MSW-S | 0-98N•m, 1080º | ±0.1° | 送检 | Y
573-328 | 设备 | 乘用车辆前后端保护测量装置 | JJBH910 | 2.25~9.50km/h；试验规定量程2.5km/h,4.0km/h | ±0.1km/h | 送检 | Y | ZC1
D571-452 | 设备 | 钢卷尺 | 10m | 10m | 2级 | 送检 | Y
573-499 | 设备 | 八通道新能源汽车底盘部件测试系统 |  | 力：±150kN，±25kN，±15kN 位移：±125mm | 力：满量程1% 位移：满量程0.5% | 送校 | Y
573-395 | 设备 | 商用车驾驶室乘员保护正面碰撞测试设备 | FK-PZ-1 | 碰撞平板中心至地面：500~1800mm 角度范围：0-90° | 摆锤质量：1500±250kg碰撞能量：满足精度1%(能量)要求 当总质量≤7000kg车辆，碰撞能量为29.4kJ 当总质量＞7000kg车辆，碰撞能量为44.1kJ | 内部校准 | Y | ZC1
573-270 | 设备 | 转向机构防盗试验机 |  | 0～500 N.m； | 0.3级 | 送检 | Y | LBJ
573-433 | 设备 | 行人保护用测速仪 | Receptor | / | U=0.30km/h(k=2) | 内部校准 | Y | BD
577-043 | 设备 | 行人保护实验室灯光系统 | atlas | 4000w | / | / | Y | BD
579-132 | 设备 | 高速摄像系统 | nac gx-3 | CMOS Sensor : 1280 X 1024 — all Active Pixels Bit Depth : 12/10/8-bit (customer selectable) Electronic Shutter : OPEN to 1μsec | / | / | Y | BD
JML-258-42 | 设备 | 胎压气压表 | (0-15)bar | (0-15)bar | Urel=0.1%(k=2) | 内部校准 | Y | BD
JMC-174-15 | 设备 | 卷尺 | 3.5m | 3.5m | 2级 | 送检 | Y | BD
573-315 | 设备 | 轿车四轮称重系统 | TCS-1000型 | 4吨 | Urel=0.3%FS(k=2) | 内部校准 | Y | BD
JML-226-9 | 设备 | 电子天平 | TC30KA | 30kg | U=5.4g(k=2) | 内部校准 | Y | BD
D571-462 | 设备 | 数显角度仪 | 0°～90° | 0°～90° | U=6'(k=2) | 内部校准 | Y | BD
570-152 | 设备 | 高效液相色谱仪 | Agilent 1260 | 流速范围：0.001~10mL/min。 压力范围：0~40 Mpa（0~400bar），5mL/min。柱温箱控温范围：室温下10℃~80℃。二极管阵列检测器波长范围：190～950nm。 | 梯度组成精度：<0.07%RSD。流速精密度：<0.07%RSD。流速准确度：±1%。柱温箱控温精度：0.15℃； 控温准确度：0.5℃ | 送检 | Y | ZC1
570-155 | 设备 | 热脱附-气相-质谱仪 | Agilent 5977A+ Gestel TDS3 | 第一级脱附温度: -50℃～400℃，增量1℃，第二级冷阱温度范围：-150℃～450℃，冷阱升温速率：大于等于 180℃/sec。26. 四极杆分析器独立温控, 106˚C - 200˚C。 质量数范围：1-1000amu。 最大扫描速率：≥20000 Da/sec。线性范围：化合物浓度测定：10-E6 | 第一级脱附温度增量1℃。质谱分辨率：单位质量数分辨。质量稳定性：±0.1m/z，超过48小时。 | 送校 | Y | ZC1
570-156 | 设备 | 200环境舱 | 200立方 | 温度范围：15-80℃；湿度范围：30-70%；风速：测试时环境气流速度不大于0.3m/s；甲苯≤0.02mg/m3、甲醛≤0.02mg/m3 | 温度精度±0.1℃，均匀度≤2.0℃，波动度±0.5℃。湿度精度±5%（指20-30℃的温度时）,波动度±1%RH，均匀度+2/-3%RH | 送校 | Y | ZC1
570-190 | 设备 | 大气采样仪 | GilAir Plus | 流量范围：0.02-5 L/ min（恒流），0.001-5 L/ min（恒压） | ±5% | 送校 | Y | ZC1
570-191 | 设备 | 大气采样仪 | GilAir Plus | 流量范围：0.02-5 L/ min（恒流），0.001-5 L/ min（恒压） | ±5% | 送校 | Y | ZC1
570-192 | 设备 | 大气采样仪 | GilAir Plus | 流量范围：0.02-5 L/ min（恒流），0.001-5 L/ min（恒压） | ±5% | 送校 | Y | ZC1
570-193 | 设备 | 大气采样仪 | GilAir Plus | 流量范围：0.02-5 L/ min（恒流），0.001-5 L/ min（恒压） | ±5% | 送校 | Y | ZC1
570-194 | 设备 | 大气采样仪 | GilAir Plus | 流量范围：0.02-5 L/ min（恒流），0.001-5 L/ min（恒压） | ±5% | 送校 | Y | ZC1
570-170 | 设备 | 烟雾发生器 | YWQ-1200D |  |  |  | Y | ZC1
570-171 | 设备 | 粉尘浓度检测仪 | Handheld 3016 IAQ | （1）粒径范围：PM0.5、PM1.0、PM2.5、PM5.0、PM10.0 （2）浓度范围：0-1000μg/m3 （3）流速：2.83L/min | （1）计数效能：50%@0.3μm；100%颗粒>0.45μm | 送校 | Y | ZC1
570-172 | 设备 | 粉尘浓度检测仪 | Handheld 3016 IAQ | （1）粒径范围：PM0.5、PM1.0、PM2.5、PM5.0、PM10.0 （2）浓度范围：0-1000μg/m3 （3）流速：2.83L/min | （1）计数效能：50%@0.3μm；100%颗粒>0.45μm | 送校 | Y | ZC1
570-142 | 设备 | 手持式氧气测定器 | CYH25 | 测最范围：0～25.0%vol | 分辨率：0.1%vol | 送校 | Y | ZC1
570-143 | 设备 | 便携式二氧化碳仪 | GXH-3010H | 测量范围：CO2：0～1.000% | 分辨率：0.001% | 送校 | Y | ZC1
570-136 | 设备 | 便携式红外分析器 | GXH-3011A1 | 测量范围：CO：0～50.0ppm | 分辨率：0.1ppm | 送校 | Y | ZC1
570-144 | 设备 | 紫外可见分光光度计 | T6新世纪 | 波长范围：190nm～1100nm | 波长示值误差：±1nm | 送校 | Y | ZC1
D572-137 | 设备 | 数字温度仪 | 1310/K0.0~1300.0°C | 0.0~1300.0°C | -- | 送检 | Y | ZC1
D572-138 | 设备 | 数字温度仪 | 1310/K0.0~1300.0°C | 0.0~1300.0°C | -- | 送检 | Y | ZC1
570-129 | 设备 | 汽车排放采样分析测试系统 | MEXA-584L | CO:0～10%,HC:0～10000ppm或0～20000ppm,CO2:0.～20% | CO:3%RS,HC:5%RS,CO2:4%RS | 送检 | Y | ZC1
573-456 | 设备 | 汽油机转速表（整车所设备） | DB4 |  |  | 送检 | Y | ZC1
579-135 | 设备 | 不透光烟度计 | DIS MOKE 4000 | 不透光度:0~100%,消光系数:0~99.99 m-1 | 不透光度:0.1%,消光系数:0.01m-1 | 送检 | Y | ZC1
573-412 | 设备 | 便携式压力检验仪 | DPI610 | -50~200kpa | 0.1%FS | 送检 | Y | ZC1
570-092 | 设备 | 密闭蒸发排放采样分析试验系统 | VT-733-MP-HO/HF | 15℃~45℃ | ±0.5℃ | 送检 | Y | ZC1
570-188 | 设备 | 新型密闭蒸发试验系统 | SHED-511V | 10~50℃ | ±0.5℃ | 送检 | Y | ZC1
570-098 | 设备 | 炭罐综合性能试验系统 | PB4002-S/PB3002-S | 0～4100g | ±0.01g | 送校 | Y | ZC1
570-189 | 设备 | 炭罐综合试验系统 | CANISTER LOAD UNIT | 0~6000g | ±0.1g | 送检 | Y | ZC1
570-185 | 设备 | 全自动蒸汽压测量仪 | ERAVAP | 0~1000kPa | 0.01kPa | 送检 | Y | ZC1
579-187 | 设备 | 加油小车 | Model 107 | 燃油温度:10~40℃,燃油流量:11~45L/min | 燃油温±0.5℃,燃油流量:±0.5L/min,加油总量:±0.1L | 送检 | Y | ZC1
579-048 | 设备 | 汽车故障电脑诊断仪 | SY-380 |  |  | 送检 | Y | ZC1
579-148 | 设备 | 汽车故障电脑诊断仪 |  |  |  | 送检 | Y | ZC1
570-166 | 设备 | 车载排放测试系统 | SEMTECH ECOSTAR | CO:8%,CO2:18%,THC:30000ppm,NO:3000ppm,NO2:500ppm | ±2%RS | 送检 | Y | ZC1
579-031 | 设备 | 三维 H点测量装置 | FTSS/ CAC-3DM | / | 符合ISO6549-1980 | 内部校准 | Y | BD
579-089 | 设备 | 数据采集器 | 美国DTS：型号：TDAS-G5 | 32通道,±2.5V | 激励电压0.7mV(k=2);输入输出示值电压0.72mV(k=2) | 内部校准 | Y | BD
573-249 | 设备 | 汽车正面碰撞试验用人形试验装置 | Hybrid III 50th Male | / | 符合美国CFR49part572 | 内部校准 | Y | BD
573-596 | 设备 | 汽车正面碰撞试验用人形试验装置 | Hybrid III 5% Female | / | 符合美国CFR49part572 | 内部校准 | Y | BD
573-597 | 设备 | 汽车正面碰撞试验用人形试验装置 | Hybrid III 5% Female | / | 符合美国CFR49part572 | 内部校准 | Y | BD
D573-237 | 设备 | 数显式推拉力计 | HF-500 | 500N | Urel=0.5%（k=2） | 内部校准 | Y | BD
D572-149 | 设备 | 简易数字温湿度计 | HTC-1 | / | 温度：0.3；湿度：2.0（k=2） | 送校 | Y | BD
D573-073 | 设备 | 邵氏硬度计 | LX-A | 0-100HA | U=0.3HA(k=2) | 送校 | Y | BD
JMC-089-59 | 设备 | 半径规 | KEN518-0940K | R1-R25 | ±5% | 内部校准 | Y | BD
573-382 | 设备 | 汽车正面碰撞试验用人形试验装置 | Hybrid III 50th Male | / | 符合美国CFR49part572 | 内部校准 | Y | BD
573-383 | 设备 | 汽车正面碰撞试验用人形试验装置 | Hybrid III 50th Male | / | 符合美国CFR49part572 | 内部校准 | Y | BD
573-550 | 设备 | Q10假人 | Q系列 | / | 符合美国CFR49part572 | 内部校准 | Y | BD
573-551 | 设备 | Q6假人 | Q系列 | / | 符合美国CFR49part572 | 内部校准 | Y | BD
573-250 | 设备 | 汽车侧面碰撞试验用人形试验装置 | ES-2 | / | 符合ECER95 | 内部校准 | Y | BD
573-201 | 设备 | 侧面碰撞移动壁障 | ERNST/ ECE R95 | / | 符合ECER95 | 内部校准 | Y | BD
573-552 | 设备 | World SID假人 | World SID | / | 符合美国CFR49part572 | 内部校准 | Y | BD
570-187 | 设备 | 车载排放测试系统 | SEMTECH ECOSTAR PLUS | CO:0~8%vol,CO2:0~18%vol,NO:0~3000ppm,NO2:0~1000PPM,THC：0~40000 ppmC1，CH4：0~40000 ppmC1 PN:0~10000#/cm3 PM:1 µg/m3 ~ 250 mg/m3 | ③±0.3%FS | 其他方式(备注栏说明) | Y | 原厂检定
571-166 | 设备 | 车辆变形三维测量系统 | ProCam | 1000mm | 3等 | 内部校准 | Y | BD
573-313 | 设备 | 剪切强度试验机 | XJ-A | 0-100KN | 0.5级 | 送校 | Y
796-009 | 设备 | 电热鼓风干燥箱 | DGF20022B | 23℃-300℃ | 温度波动度 ≤0.5℃ | 送校 | Y
796-010 | 设备 | 电热鼓风干燥箱 | SZ-1 | 23-400℃ | ±2.0℃ | 送检 | Y
573-312 | 设备 | 制动片压缩及热膨胀特性试验机 | XYY-A | 0-100KN 2mm | D0.20.001mm | 送校 | Y
D571-048 | 设备 | 外径千分尺 | / | 0~25mm | 0.01mm | 送校 | Y
D571-175 | 设备 | 钢卷尺 | 2m | 2m | 2级 | 送检 | Y
D571-249 | 设备 | 数显角度仪 | Pro360 | 0°~90° | 0.1° | 送校 | Y
573-171 | 设备 | 车身固定点/座椅强度试验系统 | 非标 | 加载力 0～50kN | 力传感器精度：1% | 送校 | Y
573-358 | 设备 | 踏板力计 |  | 1000N | ±1％FS | 内部检定 | Y | ZC1
573-460 | 设备 | 制动踏板力计 | PKH2.0/HT2.0 | 1000N | ±1％FS | 内部检定 | Y | ZC1
D571-440 | 设备 | 钢卷尺 | 30M | 0～30m | 2级 | 送校 | Y | ZC1
D571-392 | 设备 | 钢卷尺 | 30m |  |  |  | Y
D571-345 | 设备 | 数显角度仪 | DP-360 |  |  |  | Y
781-029 | 设备 | 笔记本计算机(便携式三坐标测量系统) | ZBook 15 G2 |  |  |  | Y
573-735 | 设备 | 多功能气象型风速计（含风向标、三脚架） | NK5500 |  |  |  | Y
D571-478 | 设备 | 手持式激光测距仪 | GLM7000 |  |  |  | Y
D574-160 | 设备 | 绝缘电阻测试仪 | 1508 |  |  |  | Y
573-410 | 设备 | 汽、柴油机转速表 | DB4 | 汽油机：100-20000转/分 柴油机：100-10000转/分 | 汽油机：±0.5-1%FS；柴油机：±0.5%FS | 送检 | Y | ZC1
570-153 | 设备 | 步入式环境试验舱 | 定制 | -40℃ ~100℃ RH20~98％ | ③:温度波动度：≤±0.5℃；温度均匀度：≤±2℃；湿度波动度：≤±3% | 送校 | Y | NE
572-001 | 设备 | 温度指示仪 | HND19 | T:0～80℃ H:0～100％RH | T:±0.3℃H:±3％RH | 送检 | Y | ZC1
573-318 | 设备 | 轿车四轮称重系统 | (TCS-1000)*4个 |  |  |  | Y
573-068 | 设备 | 扭力扳手 | 5-45NM |  |  |  | Y
599-061 | 设备 | 人体模型 |  |  |  |  | Y
574-440 | 设备 | 静电放电发生器 | ESS-S3011A | +30KV~-30KV | U=8% | 送校 | Y
D571-463 | 设备 | 数显角度仪 | LS160 | 0~90° |  | 送检 | Y | ZC1
573-806 | 设备 | 激光测速仪 | 定制 |  |  |  | Y
D573-270 | 设备 | 电子天平 | AWH-150TW |  |  |  | Y
自制设备001 | 设备 | 路障-T1型路缘石 | T1 | (90-110)mm | ②最大允差：±5mm | 内检 | Y | BD
自制设备002 | 设备 | 路障-木橫梁 | 自制 | 高度：(90-110)mm；宽度：(90-110)mm；长度：(2300-2700)mm | ②最大允差：±5mm | 内检 | Y | BD
自制设备003 | 设备 | 路障-斜坡 | 自制 | 高度：(240-260)mm；长度：(1800-2200)mm； | ②最大允差：±5mm | 内检 | Y | BD
自制设备004 | 设备 | 橡胶锤-1kg | 1Kg | (1.0-1.2)Kg | ②最大允差：±0.1Kg | 内检 | Y | BD
自制设备005 | 设备 | 标准篮球 | 7号 | 质量：(0.6-0.65)Kg；圆周长：(750-780)mm；气压：(55-65)kpa | ②最大允差：质量：±0.01Kg；圆周长：±5mm；气压：±1kpa | 内检 | Y | BD
自制设备006 | 设备 | 自行车模拟撞击系统 | 自制 | 半径：(345-355)mm | ②最大允差：±1mm | 内检 | Y | BD
D573-265 | 设备 | 轮胎压力表 | YT-8型 | (0~1.2)Mpa | ③:4.0级 | 送校 | Y | NE
571-175 | 设备 | 汽车护轮板专用检测装置 | HAR001 |  |  |  | Y
577-046 | 设备 | 全自动前照灯检测仪 | NHD-6108 | 0-80000cd |  | 送检 | Y | ZC1
572-168 | 设备 | 红外测温仪 | testo 835-T2 |  |  |  | Y
573-517 | 设备 | 便携式风速仪 | kestrel 3000 | 量程:0~25m/s;分辨率:0.1m/s | ±(0.3+0.03V)m/s (V为被测风速值) | 送检 | Y | ZC1
573-803 | 设备 | 智能网联汽车闭环控制底盘系统移动平台 | / | 加速度0-1g 回转角速度0-50°/s 速度0-120km/h | 加速度Urel=0.55%回转角速度Urel=0.69%（k=2）速度Urel=3.0%（k=2） |  | Y
D572-124 | 设备 | 温湿度表 | HM10 |  |  |  | Y
D573-317 | 设备 | 轮胎压力表 | / |  |  |  | Y
577-036 | 设备 | 全自动前照灯检测仪 | NHD6101 | 0～60000cd | ±15% | 内部检定 | Y | ZC1
574-628 | 设备 | 电子式绝缘电阻表 | IR3455-30 |  |  |  | Y
D571-315 | 设备 | 电子数显卡尺 | 0-150mm | 0~150mm | 精度:0.01mm | 送检 | Y | ZC1
578-020 | 设备 | 精密声级计 | 2250Light | 16.4到140dB | 1级 | 送校 | Y | ZC1
D571-459 | 设备 | 钢卷尺 | 30m | 0～30m | 2级 | 送检 | Y | ZC1
JML-268-29 | 设备 | 压力传感器 | CYB-20S | 0～200MPa | 1级 | 内部校准 | Y | ZC1
573-553 | 设备 | 非接触式速度计 | IN-GPS100M3 | / | / | 内部校准 | Y
D571-469 | 设备 | 钢卷尺 | 5m | 5m | 1mm | 送检 | Y
573-054 | 设备 | 便携式轮荷仪 | HM04 | 0～5000kg | 0.3％R.O. | 内部检定 | Y
573-360 | 设备 | 非接触式速度计 | VBOX3i | / | / | 内部校准 | Y
D572-185 | 设备 | 辐射温度计 | MT4 MAX+ | 0~400°C | 精度±0.1°C | 内部校准 | Y
573-113 | 设备 | 汽车质心位置侧倾试验台 | JT16 | 0-45° | 精度:±0.1° | 送检 | Y
D572-041 | 设备 | 温湿度表 | HM10 | -40℃-150℃ 0%-100%HR | ±1% | 送检 | Y
D576-012 | 设备 | 秒表 | J9-1 | 1s-10h | ±(5.8×10-6×T+0.01)s | 送检 | Y
JMC-173-1 | 设备 | 钢直尺 | 500mm | 0-500mm | 1mm | 送校 | Y
D572-128 | 设备 | 工作用玻璃液温度计 |  | 0-200℃ | ±0.2％ | 送检 | Y
572-041 | 设备 | 可程式恒温恒湿箱 | SDH301/MHU-225N | 温度：-30～+100℃ 湿度：0～100%RH /-70～+150℃ 20%~98%RH | 温度示值误差：+2℃温度均匀度：≤2℃温度波动度：±1.0℃湿度示值误差：±8%RH/温度波动度：±0.5℃温度均匀度：±2℃湿度波动度：±2.5%RH湿度均匀度：±3%RH | 送检 | Y
570-075 | 设备 | 燃烧特性测定仪 | H1010 | / | / | 送校 | Y
573-762 | 设备 | 车门夹持力测试装置 | 300N | 0-300N | / | 内部校准 | Y
JML-1412-47 | 设备 | 数显推拉力计 | FA-1K | 0-1000N | 0.1级 | 内部校准 | Y
D571-455 | 设备 | 钢卷尺 | 5m | 0～5m | 2级 | 送校 | Y
573-347 | 设备 | 汽车和挂车后下部防护装置 | 非标 | 0～50kN | 0～100kN、0～400mm1kgf/1mm | 内部检定 | Y
570-135 | 设备 | 不透光烟度计 | DIS MOKE 4000 | 不透光度:0~100%,消光系数:0~99.99 m-1 | 不透光度:0.1%,消光系数:0.01m-1 | 送检 | Y
573-220 | 设备 | 侧面柱碰撞试验装置 | ERNST/Flying Floor | 长4000mm，宽5980mm，高175mm,允许速度65Km/h。碰撞刚性柱直径254mm±6mm | 符合E-NCAP,FMVSS201,FMVSS214 | 内部校准 | Y
574-342 | 设备 | 磁场探测仪 | ELT-400 | 1 Hz - 400kHz |  | 送校 | Y
575-023 | 设备 | 数字示波器 | DPO 7104 | 带宽1GHz, 采样速率5GS/s, 4通道 |  | 送校 | Y
575-030 | 设备 | 数字示波器 | RTE1104 | 带宽1GHz, 采样速率5GSa/s, 4通道 |  | 送校 | Y
574-125-02 | 设备 | 棒天线 | HFH2-Z6 | 9kHz ~ 30MHz | U=1.1dB | 送校 | Y | EMC
574-328 | 设备 | 棒天线 | HFH2-Z6 | 9kHz ~ 30MHz | U=1.1dB | 送校 | Y | EMC
574-317 | 设备 | 环天线 | HFH2-Z2 | 9kHz ~ 30MHz | U=2.5dB | 送校 | Y | EMC
574-137 | 设备 | 环天线 | HFH2-Z2 | 9kHz ~ 30MHz | U=2.5dB | 送校 | Y | EMC
574-182 | 设备 | 人工电源网络 | NNLK 8130 | 150k～30MHz （50μH/50Ω，400A/700V） | U=3.6% | 送校 | Y | EMC
574-181 | 设备 | 人工电源网络 | NNLK 8130 | 150k～30MHz （50μH/50Ω，400A/700V） | U=3.6% | 送校 | Y | EMC
574-294 | 设备 | 阻抗稳定网络 | ISN T800 | 频率范围：0.15-30 MHz 最大电压：100 VDC/63 VAC 最大电流：400 mA 共模阻抗：150 Ω 分压系数：10 dB | U=3.6% | 送校 | Y | EMC
574-292 | 设备 | 谐波电源 | 5001ix-CTS-400 | 单相测试（220VAC/110VAC） 最大输出功率：5 kVA | U=0.1% | 送校 | Y | EMC
574-293 | 设备 | 谐波电流、电压波动闪烁分析仪 | PACS-1 | 单相测试（220VAC/110VAC） 最大输出功率：5 kVA | U=0.1% | 送校 | Y | EMC
574-380 | 设备 | 谐波/闪烁分析测试系统 | Netwave 90.2-400/DPA503N | 可编程交/直流源：容量不低于90 kVA交流 / 108 kW 直流； 三相闪烁阻抗网络：相电流最大75 A | U=0.1% | 送校 | Y | EMC
574-289 | 设备 | 电快速瞬变脉冲群发生器 | SKS-0404IB | 输出电压：±125~2250 V (50Ω) ±250~4500 V (1000Ω) 上升沿：5 ns 脉宽：50 ns(50Ω)，35~135 ns(1000Ω) 重复频率：0.1 k~1 MHz 单相220V/三相380V，32A | U=5% | 送校 | Y | EMC
574-290 | 设备 | 容性耦合夹 | EFTC | 耦合电容100～1000 pF， 绝缘能力>5 kV | U=5% | 送校 | Y | EMC
574-291 | 设备 | 雷击浪涌发生器 | SKS-0506IB | 开路电压波：1.2 μs/50 μs 相位：0~359 º 输出电压：±0.25~6 kV 耦合网络：三相380 V，max 32 A | U=5% | 送校 | Y | EMC
574-377 | 设备 | 电快速瞬变脉冲群抗扰度测试系统 | UCS500N7.2-EFT/N7 | 测试电压不低于±5 kV | U=5% | 送校 | Y | EMC
574-379 | 设备 | 浪涌抗扰度测试系统 | UCS500N7.2-VCS/N7 | 测试电压（开路电压）不低于±7 kV | U=5% | 送校 | Y | EMC
574-382 | 设备 | 三相耦合/去耦网络 | CNI503BS14 | 3×690 VAC / 1000 VDC 最高承受电源电流200 A | U=5% | 送校 | Y | EMC
574-115 | 设备 | 过电流断路器测试电源 | HY | 时间：10~999ms 电流：0~1000A | 0.005 | 送检 | Y | ZC1
572-062 | 设备 | 便携式气象站 | DAV1-NK4500 | 风速： ±3% 风向： 5° 温度： 1℃ 相对湿度： 3% 气压： 1.5 hPa/mb | 风速：±3% 风向：5° 温度：1℃ 相对湿度：3% 气压：1.5hPa/mb | 送校 | Y | NE
570-113 | 设备 | 步入式环境试验箱 | ZRTH64LS | -40℃～100℃ | 温度均匀度≤1℃温度波动度±0.5℃ | 送校 | Y | ZC1
D574-085 | 设备 | 绝缘电阻测试仪 | 2732IN | 电压：1000V、 电阻：10GΩ | 1.0%+3、0% | 送检 | Y | ZC1
D571-103 | 设备 | 钢卷尺 | 5m | 0～5m | 2级 | 送检 | Y | ZC1
574-036 | 设备 | 直流稳压电源 | 62024P-100-50 | (1)电压：0~100V,(2)电流：0~50A | (1)电压：0.01%+18mV,(2)电流：0.01%+28mV | 送检 | Y | ZC1
574-154 | 设备 | 试验指 | SZ-1 | IPxxD | ③:一等二级 | 送校 | Y | NE
572-070 | 设备 | 高低温湿热交变试验箱 | GDW/JB-1000 | 温度范围：-40℃～+150℃、湿度范围：20%～98%r.h. | ③:平均升温速率：2.0℃～3.0℃/min（-40℃～+85℃）≥1.0℃/min（+25℃～+100℃）、平均降温速率：0.7℃～1.0℃/min（+85℃～-40℃）≥1.0℃/min（+25℃～-40℃）、温度均匀度：≤2℃、温度波动度：≤±0.5℃、湿度误差：+2/-3%r.h. | 送校 | Y | NE
579-085 | 设备 | IP防护等级全套试验测试设备(IPX5/6) | F-2 | IPx1~IPx8 | 温度：±1℃、2.3.2转台转速：±0.1rpm | 送校 | Y | NE
D571-360 | 设备 | 游标卡尺 | （0~600）mm/0.02mm | 0~600mm | ③:±0.02mm | 送校 | Y | ZC1
985-030 | 设备 | 插拔寿命试验机 | 定制 | 5～850mm/s |  | 送校 | Y | NE
985-031 | 设备 | 漏电起痕试验仪 | 定制 | 0-650V | ③:±1% | 送校 | Y | NE
985-032 | 设备 | 吊重试验装置 | 定制 | 60r/min、 试验次数0~9999次任意设定 |  | 送校 | Y | NE
985-033 | 设备 | 摆锤冲击试验机 | 定制 |  |  | 送校 | Y | NE
985-034 | 设备 | 机械强度试验装置 | 定制 |  |  | 送校 | Y | NE
985-035 | 设备 | 电源线挠曲试验机 | 定制 | 弯曲角度:左右各180度连续可调 |  | 送校 | Y | NE
985-036 | 设备 | 球压试验装置 | 定制 |  |  | 送校 | Y | NE
985-037 | 设备 | 灼热丝试验仪 | 定制 | 常温-1000°、1±0.2N.10-25mm/s |  | 送校 | Y | NE
985-038 | 设备 | 导线受损试验装置 | 定制 |  |  | 送校 | Y | NE
985-039 | 设备 | 量规 | 定制 |  |  | 送校 | Y | NE
985-040 | 设备 | 10000A大电流测试台 | 定制 | / | / | 送检 | Y | ZC1
574-332 | 设备 | CAN分析系统 | VN1640A | / | / | / | Y | ZC1
574-162 | 设备 | 高精度台式万用表 | DMM4040 |  |  | 送校 | Y | NE
574-304 | 设备 | 低压大电流发生装置 | 定制 | 设备输出电流：200~10000A |  | 送校 | Y | NE
570-146 | 设备 | 防尘试验箱 | TMJ-9723C | IP5X IP6X | ③:一等二级 | 送校 | Y | NE
574-324 | 设备 | 电动汽车交流充电接口分断能力测试系统 | 定制 | 输出电压：0-600V线电压/350V相电压；输出电流：0-125A | ③:工作电源：三相AC380V50Hz容量160KVA（250A） | 送校 | Y | NE
574-325 | 设备 | 电动汽车直流充电接口分断能力测试系统 | 定制 | 输出电压：30-1100V；输出电流：0-400A | ③:工作电源：二相AC380V50Hz容量500KVA（1400A） | 送校 | Y | NE
574-341 | 设备 | 温升试验台 | 定制 | 试验电流：3工位0-500A，6工位 0-5A | ③:工作电源：AC380V50Hz；试验电流精度：0.5% | 送校 | Y | NE
574-417 | 设备 | 直流充电互操作性测试系统 | DC-8000 | 输出电压0-1000V，输出电流0-250A，输出功率250kw | / | 送校 | Y | XNY
574-156 | 设备 | 试验球线棒 | QXB-1 | IPxxBIP1x~IP4x | ③:一等二级 | 送校 | Y | NE
573-260 | 设备 | 模拟清洗及暴雨试验装置 | — | 流量：0~15L/min | — | 送检 | Y | ZC1
573-146 | 设备 | 手拉力计 | 8A/100kgf/LB-100KB | 0.0~1000.0N | ±2% | 内部检定 | Y | ZC1
579-186 | 设备 | 电动汽车车载终端测试系统 | IN-GBT32960TestBench | / | / | 其他方式 | Y | ZC1
574-353-01 | 设备 | 脉冲群发生器 | FT 5531 | P3a, P3b | U=4% | 送校 | Y | EMC
574-353-02 | 设备 | 微脉冲发生器 | MT 5511 | P1, P2 | U=4% | 送校 | Y | EMC
574-353-03 | 设备 | 抛负载模拟器 | LD 5550 | P5a, P5b | U=4% | 送校 | Y | EMC
574-353-04 | 设备 | 跌落开关模块 （DC Switch） | DS 5630 / NSG 5601 | 辅助配套 | U=0.1% | 送校 | Y | EMC
574-353-05 | 设备 | 任意波发生器 （Function Generator） | FG 5621 / NSG 5601 | 辅助配套 | U=0.1% | 送校 | Y | EMC
574-353-06 | 设备 | 电源功率放大器 （Power Amplifier） | PA 5840-150 | 60V/50A | U=0.1% | 送校 | Y | EMC
574-123-01 | 设备 | 组合波发生器 | UCS 200M | 适用于P1, P2, P3a, P3b (max 60V/50A) | U=4% | 送校 | Y | EMC
574-123-02 | 设备 | 抛负载模拟器 | LD 200B1 | 适用于P5 (max 60V/25A) | U=4% | 送校 | Y | EMC
574-123-03 | 设备 | 电压跌落模拟器 | VDS 200B2 | 适用于P2b, P4 (max 60V/50A) | U=4% | 送校 | Y | EMC
D576-035 | 设备 | 电子秒表 | PS-6100 | 0-10小时 |  | 送检 | Y | ZC1
574-159 | 设备 | 直流稳压电源 | 62024P-100-50 | (1)电压：0~100V (2)电流：0~50A | (1)电压：0.01%+18mV (2)电流：0.01%+28mV | 送检 | Y | ZC1
573-493 | 设备 | 三综合振动试验系统电动振动台 | MPA3548/H2065A/BT1800M/BT1000M | 频率范围：2~2100Hz | ①2.1%(k=2) | 送校 | Y | NE
570-182 | 设备 | 功率分析仪 | 3390 | 电压有效值量程：1500/600/300/150/60/30/15V； 电流有效值量程：10/20/50/100/200/500A（用9279、9709传感器时）； 频率测量范围：0.5Hz~5kHZ同步频率范围内； 有功功率累积测量范围：0~±9999.99Tah/Twh； | 频率测试精度：±0.05%rdg±1dgt；电压测试精度：45Hz~66Hz，±0.05%rdg.±0.05%f.s/DC，±0.07%rdg.±0.1f.s；电流测试精度：45Hz~66Hz，±0.05%rdg.±0.05%f.s/DC，±0.07%rdg.±0.1f.s；有功功率累积测量精度：±0.05%rdg.±0.05%f,s；有功功率累积时间精度：±50ppm±1dgt.(0℃~40℃) | 送检 | Y | ZC1
D576-017 | 设备 | 电子秒表 | J9-1 | 0～35999s | 0.5s／24h | 送检 | Y | ZC1
574-336 | 设备 | 电动车碰撞后测试设备 | 上海太玄电子科技有限公司定制 | 0-500V， 0-50兆欧 | Urel=0.5%(k=2) | 送校 | Y | BD
572-109 | 设备 | 垂直水平燃烧测试仪 | PX-03-001 | 0-999.9s | 0.1s | 送校 | Y | NE
572-100 | 设备 | 汽车内饰材料垂直燃烧特性测定仪 | PX-06-004 | 0-1800S | 0.1S | 送校 | Y | ZC1
570-122 | 设备 | 建材烟密度测定仪 | YM-3 | 0-100% | 1 | 送校 | Y | ZC1
D571-101 | 设备 | 数显游标卡尺 | / | 0~150mm | 0.01mm | 送校 | Y | ZC1
572-112 | 设备 | 双平板导热系数测定仪 | IMDRY3001-X | 导热系数测量范围：(0.001～2.000)W/ (m•K)； | 导热系数测量精度：±3%； 导热系数测量重复性：±1% | 送检 | Y | ZC1
D574-098 | 设备 | 绝缘电阻测试仪 | 2732IN | 输出电压50V： 0.01M ~50.0M 输出电压100V： 0.01M ~100.0M 输出电压200V： 0.01M ~200.0M 输出电压500V： 0.01M ~500.0M 输出电压1000V： 0.1M ~10.0G | ③:500V档：1.5%+5digit;③:1000V档：在0.1~2.0GΩ范围为1.5%+5digit在2.0G~10.0GΩ范围为10%+3digit | 送校 | Y | NE
578-023 | 设备 | 精密声级计 | 2250light | 30～140dB | I级精度 | 送检 | Y | ZC1
570-257 | 设备 | 氢气泄漏测试仪 | IBRID MX6 |  |  |  | Y
573-518 | 设备 | 便携式风速仪 | kestrel 3000 |  |  |  | Y
573-482（X） | 设备 | 底盘测功机 | LP-KP-CF |  |  |  | Y
574-634 | 设备 | 耐电压绝缘电阻测试仪 | 3153 |  |  |  | Y
574-629 | 设备 | 电子式绝缘电阻表 | IR3455-30 |  |  |  | Y
574-630 | 设备 | 电子式绝缘电阻表 | IR3455-30 |  |  |  | Y
574-639 | 设备 | 微电阻计 | RM3545 |  |  |  | Y
574-321 | 设备 | 电池测试及模拟设备 | E-storage 2.0 | 输出电压：50.02-800.18测量电压50.02-800.18充电电流49.95-600.58放电电流-50.05--600.54 | 电压：Urel=0.10%（k=2）电流Urel=0.10%（k=2） | 送校 | Y | NE
D572-114 | 设备 | 机械式温湿度计 | HM10 | 温度范围：-10℃-40℃ 湿度范围：30%RH-100%RH | 温度：±℃ 湿度：±5%RH |  | Y | ZC1
572-113 | 设备 | 步入式高低温湿热交变 试验箱 | GDW/JB-9M^10 | -40℃～120℃，20%～105%RH | 平均升温速率：2.0℃～3.0℃/min（-40℃～+85℃） ≥1.0℃/min（+25℃～+100℃） 平均降温速率：0.7℃～1.0℃/min（+85℃～-40℃） ≥1.0℃/min（+25℃～-40℃） 温度均匀度：≤2℃ 温度波动度：≤±0.5℃ 湿度误差：+2/-10%r.h. | 送校 | Y | NE
573-584 | 设备 | 电池箱压力试验机 | STE610(0-100)kPa | 压力范围：0-100kPa | 压力：0.1% | 内部校准 | Y | ZC1
574-243 | 设备 | 电池模块寿命测试系统 | CT-4001-60V100A-NFAW | 电压：0-60V 电流：-100A-100A | 电压：0.2% | 内部校准 | Y | ZC1
579-176 | 设备 | 电池包针刺挤压试验台 | BE-8204 | 压力范围：0~1000KN 挤压速度：1.00--350.00mm/min（可调） 针刺速度：5.00—100.00mm/s（可调） | 压力范围：0~1000KN 挤压速度：1.00--350.00mm/min（可调） 针刺速度：5.00—100.00mm/s（可调） | 送校 | Y | NE
570-173 | 设备 | 高低温试验箱 | ZDTH1900U-SP | —40℃~150℃ | 温度偏差±2℃ | 送检 | Y | ZC1
573-107 | 设备 | 万能材料试验机 | 4204/4208 | 10～300KN | ±1％ | 送校 | Y | ZC1
570-123 | 设备 | 氧指数仪 | HC-2CZ | 0～100% | 0.5级 | 送检 | Y | ZC1
573-242 | 设备 | 天平 | TE6202S | 0-6200g | 0.03g | 送校 | Y | ZC1
572-110 | 设备 | 建材不燃性试验炉 | PX-07-002 | 0-900℃ | ±2℃ | 送校 | Y | ZC1
570-084 | 设备 | 水平燃烧仪 | H1010 | 燃烧高度:38mm | / | 送检 | Y | ZC1
572-111 | 设备 | 建筑材料燃烧热值试验装置 | PX-07-004 | 0.8MJ-32MJ/kg | 120kJ/kg | 送校 | Y | ZC1
573-143 | 设备 | 电子天平 | AG204 | （1）最大称量值：210g （2）可读性：0.1mg | （1）偏载误差：±0.05mg | 送校 | Y | NE
574-338 | 设备 | 功率分析仪 | 3390 | 0-600A，0-1000V | 0.0005 | 送检 | Y | ZC1
578-019 | 设备 | 声级计 | 2250light | 速度：.01-1000km/h | ±0.1dB/±0.1dB | 送检 | Y | ZC1
574-340 | 设备 | CLAMP ON POWER LOGGER | PW3365-30 | 电压量程:~400 V 电流量程:~500A | 电压：±0.05%电流：±0.3%电功率：±0.3% | 送检 | Y | ZC1
570-120 | 设备 | 司机助手 | CRSD 7000 | -50-50℃ | ±1.0℃ | 送检 | Y | ZC1
JMC-174-6 | 设备 | 钢卷尺 | 30m |  | 2级 | 送校 | Y | ZC1
D572-152 | 设备 | 红外测温计 | FLUKE-62 |  |  | 内部校准 | Y | ZC1
572-071 | 设备 | 高温试验箱 | GW -1000 | 室温20℃～+100℃ | 平均升温速率：2.0℃～3.0℃/min（室温20℃～+85℃） 温度偏差：≤±2℃ 温度波动度：≤±0.5℃ | 送校 | Y | NE
D574-099 | 设备 | 数字式万用表 | 17B | 电压：1000V | 0.1V | 内部校准 | Y | ZC1
D570-028 | 设备 | 便携式气体探测 | BX170 | / | 0.001 | 送检 | Y | ZC1
573-221 | 设备 | 汽车四轮称重仪 | 上海东方衡器，非标 | 4吨 | III级 | 内部检定 | Y | ZC1
579-066 | 设备 | 数据采集器 | 美国DTS 型号TDAS G5 | 96通道, ±2.5V | 激励电压0.7mV(k=2);输入输出示值电压0.72mV(k=2) | 内部校准 | Y | ZC1
D573-272 | 设备 | 轮胎气压表 | (0~160)psi | (0~160)psi | ±2.5%FS | 内部检定 | Y | ZC1
JMR-062-3 | 设备 | 温湿度计 | WS508C | / | U=0.5°C;U=3%RH | 送校 | Y | ZC1
D571-372 | 设备 | 卷尺 | 3.5m×16mm | 3.5m | 2级 | 送校 | Y | ZC1
571-122 | 设备 | 三坐标测量仪 | 海克斯康4030-303i | 3m | U＝1.64μm | 内部校准 | Y | ZC1
573-380 | 设备 | 碰撞试验假人 | Hybrid III 50th Male | / | 符合美国CFR49part572 | 内部校准 | Y | ZC1
573-381 | 设备 | 碰撞试验假人 | Hybrid III 50th Male | / | 符合美国CFR49part572 | 内部校准 | Y | ZC1
573-403 | 设备 | 碰撞试验假人 | ES-2 | / | 符合ECER95 | 内部校准 | Y | ZC1
D574-151 | 设备 | 绝缘测试表 | 1508 | 0.01`500MΩ | 0.015 | 送检 | Y | ZC1
573-482 | 设备 | 交流电力测功机 | ACD-3C | 转速：9000 r/min 扭矩：10N.m 油耗：2.5，2.5，5，10ml， 时间：±0.05% 垫片温度：300℃ 机油温度：150℃， | 转速：±0.2%； 扭矩：±1%； 油耗：±1%； 时间：±0.01S； 垫片温度：±5℃； 机油温度：±1℃； | 送校 | Y
574-144 | 设备 | 电子负载综合测试系统 | EVT700-750-250kW IGBT | 电压700V，电流750A，250kW | 温度：±1℃ 电压：不低于0.1%（RS﹢FS） 电流：不低于0.1%（RS﹢FS） | 送校 | Y | NE
JMC-173-4 | 设备 | 钢直尺 | 杭州金南工量具有限公司（银花牌） | 1000mm | 1mm | 送校 | Y | NE
579-177 | 设备 | 电池包翻转试验台 | BE-8201 | 1度/秒—12度/秒 可调 | 转速分辨率：1度/秒 | 送校 | Y | NE
579-175 | 设备 | 电池包火烧试验台 | BE-8202 | 外形尺寸：L9000 X W4000 X H5000（mm） 移动板尺寸：W2200 X L3400（mm） 油盘尺寸：W2000 X L3200 X H300（mm） 试验车移动速度：工作速度：6000mm/min，空载速度：30m/min 盖板移动速度：6000mm/min | / | 送校 | Y | NE
570-180 | 设备 | 盐雾试验箱 | TMJ-9704 | 温度范围： RT-55℃,饱和--65℃ 温度波动度： ±0.1℃ (空载时) 温度偏差度： ±2℃ （空载时） 温 度 梯 度：≤2℃ 盐雾沉降量： 1-2ml/80cm2.h 盐水浓度： 5±0.5%（用户调节） 试验时间： 0～999 H、M、S;（可调） 喷雾方式： 气流喷雾式，连续/间隙任意。 |  | 送校 | Y | NE
579-178 | 设备 | 高空模拟试验箱 | BE-8203 | 压力范围：10.0KPa—101.3KPa（可调） 工作室尺寸：1800W×2800D×1800H（mm） | 压力调节精度：0.1Kpa | 送校 | Y | NE
579-141 | 设备 | 动态数据采集分析系统 | 美国DTS：型号TDAS-G5 | 32通道,±2.5V | 激励电压0.7mV(k=2);输入输出示值电压0.72mV(k=2) | 送校 | Y | ZC1
574-169 | 设备 | 动力电池单体测试系统 | UBT100-05-8ME | 充/放电电压：0～5VDC 充/放电电流：-100A～100A 温度采集通道输入温度范围：-40～+150℃ | 温度：±1℃ 电压：不低于0.1%（RS﹢FS） 电流：不低于0.1%（RS﹢FS） | 送校 | Y | NE
574-170 | 设备 | 动力电池模块测试系统 | BNT100-060-3ME | 充/放电电压：0～60VDC 充/放电电流：-100A～100A 温度采集通道输入温度范围：-40～+150℃ | 温度：±1℃ 电压：不低于0.1%（RS﹢FS） 电流：不低于0.1%（RS﹢FS） | 送校 | Y | NE
D573-182 | 设备 | 电子台秤 | CK315A | 0~200kg | ③:三级 | 送校 | Y | NE
576-004 | 设备 | 振动台 | KD-3 | 频率范围： 5~5000Hz 扫频速率： 线性 0.01~100Hz/s 指数0.01~100oct/min 传感器输入灵敏度：1.00~9.99pc/ms-2 加速度： 1~3000m/s2（5~5KHz） 速度： 0.1~100dm/s（5~5KHz） 位移： 0.1~100mmp-p（5~850Hz） 位移×0.1： 0.01~30mmp-p（15~2700Hz） | 测量精度：≤5% 压缩精度：≤±1.5dB | 送校 | Y | NE
570-215 | 设备 | 大型电池包温度冲击试验箱 | TSA-11625H-W | 温度范围：-40~120°C | U=1.0°C（k=2） | 内部校准 | Y
572-105 | 设备 | 步入式高低温湿热交变 试验箱 | GDW/JB-9M^3 | -40℃～120℃，20%～98%RH | 平均升温速率：2.0℃～3.0℃/min（-40℃～+85℃） ≥1.0℃/min（+25℃～+100℃） 平均降温速率：0.7℃～1.0℃/min（+85℃～-40℃） ≥1.0℃/min（+25℃～-40℃） 温度均匀度：≤2℃ 温度波动度：≤±0.5℃ 湿度误差：+2/-3%r.h. | 送校 | Y | NE
574-171 | 设备 | 电池短路试验机 | GGD | 电压：0~800V 电流：0~10000A 时间：0~600s | 电压：0.5% 电流：0.5% 时间：1s | 送校 | Y | NE
D572-113 | 设备 | 机械式温湿度计 | HM10 | 湿度：10%-97%温度：-80-45℃ | 温度：0.15℃DP(k=2)湿度：1.0%RH（k=2） | 送校 | Y | NE
579-083 | 设备 | 汽车蓄电池跌落试验台 | BDT-1 | 高度范围：837mm-1654mm | 2.3精度：1mm | 送校 | Y | NE
579-084 | 设备 | 汽车蓄电池针刺挤压试验台 | BPT-1 | 最大挤压针刺推力：80吨 针刺挤压速度：无级调速，最大50mm/s |  | 送校 | Y | NE
579-088 | 设备 | 蓄水槽 | F10026 | / | / | 其他方式 | Y | NE
574-376 | 设备 | 电池总成测试系统 | BPT-100-750BS | 输出电压45～750VDC；输出电流±100A；最大功率75kW | U电压=0.10%，U电流=0.20%，K=2 | 送校 | Y | NE
D574-152 | 设备 | 绝缘测试表 | 1508 | 0.01`500MΩ | 0.015 | 送检 | Y | ZC1
570-098-1 | 设备 | 电子天平 | PB4002-S/FACT | 0~4100g | ±0.01g | 送检 | Y | ZC1
570-278 | 设备 | X射线衍射仪 | TD-3500 | 2θ角扫描范围:-35～170° | 2θ角重复精度:≤0.0005°,测量准确度:≤0.001° | 送校 | Y
570-258 | 设备 | 偏光显微镜 | Scope.A1 |  |  | 送校 | Y
211-001 | 设备 | 60kW燃料电池电堆检测平台系统 | XBE/SDES-60A |  |  | 送校 | Y
572-157 | 设备 | 三综合试验箱 | TH-18 |  |  |  | Y
D576-036 | 设备 | 秒表 | PS-6100 |  |  |  | Y
573-837 | 设备 | 气体流量校准器 | Defender 530+ |  |  |  | Y
574-526 | 设备 | 绝缘万用表 | FLUKE 1587C |  |  |  | Y
573-225 | 设备 | 硬度测试笔 | 318 | （1）压力量程：0-3N，0-10N，0-20N | / | 送检 | Y
573-032 | 设备 | 标准天平 | TB55B |  |  |  | Y
572-029 | 设备 | 高低温湿热试验箱 | WK1-1500/70 | （1）温度范围：-70℃～+180℃ （2）湿度范围：RH 10～98% （3）升温速度：4℃/min （4）降温速度：2.5℃/min （5）容积：1500升 （6）样品重量：≤150kg | （1）温度偏差：≤±2℃ （2）温度波动度：≤±0.5℃ （3）温度均匀性：≤2℃ （4）湿度偏差：≤+2、－3%RH （5）湿度波动度：≤±2.5%RH | 送检 | Y
572-215 | 设备 | 气候试验箱 | C4-340 E series | （1）温度范围：-70℃～+180℃ （2）湿度范围：RH 10～98% （3）升温速度：1℃/min （4）降温速度：1℃/min （5）容积：340升 （6）样品重量：≤150kg | （1）温度范围：-70℃～+180℃（2）湿度范围：RH10～98%（3）升温速度：1℃/min（4）降温速度：1℃/min（5）容积：340升（6）样品重量：≤150kg | 送校 | Y
572-216 | 设备 | 气候试验箱 | C4-340 E series | （1）温度范围：-70℃～+180℃ （2）湿度范围：RH 10～98% （3）升温速度：1℃/min （4）降温速度：1℃/min （5）容积：340升 （6）样品重量：≤150kg | （1）温度偏差：≤±2℃（2）温度波动度：≤±0.5℃（3）温度均匀性：≤2℃（4）湿度偏差：≤+2、－3%RH（5）湿度波动度：≤±2.5%RH | 送校 | Y
570-089 | 设备 | 气候试验箱 | WK11-1000/70 | 温度-70℃ ～180℃ 湿度20～98％ | 温度偏差±≤1.0℃ 温度梯度≤1.0℃ 温度波动度≤0.5℃ 湿度偏差≤±2% | 送校 | Y
570-207 | 设备 | 气候试验箱 | EGNX28-6NWL | （1）温度范围：-70℃～+180℃ （2）湿度范围：RH 10～98% （3）升温速度：10℃/min （4）降温速度：5.5℃/min （5）容积：1000（H）*1000（W）*800（L） | （1）温度偏差：≤±2℃ （2）温度波动度：≤±0.5℃ （3）温度均匀性：≤2℃ （4）湿度偏差：≤+2、－3%RH （5）湿度波动度：≤±1.5%RH | 送检 | Y
570-208 | 设备 | 气候试验箱 | EGNX12-6NWL | （1）温度范围：-70℃～+180℃ （2）湿度范围：RH 10～98% （3）升温速度：15℃/min （4）降温速度：10℃/min （5）容积：850（H）*600（W）*743（L） | （1）温度偏差：≤±2℃ （2）温度波动度：≤±0.5℃ （3）温度均匀性：≤2℃ （4）湿度偏差：≤+2、－3%RH （5）湿度波动度：≤±1.5%RH | 送检 | Y
576-009 | 设备 | 振动试验台 | R24C | （1）频率：5～2000HZ （2）最大位移：51mmP-P （3）最大推力：5780Kg （4）最大加速度：879m/s2 | （1）A级 | 送校 | Y | NE
576-010 | 设备 | 数字式振动台 | ACT2000-R0400S | HZ：5～2000HZ g≤880 m/s S:51mm/p-p | A级 | 送校 | Y | ZC1
570-107 | 设备 | 氢气检测仪 | MC-0W00 | 0～100%LFL | ±0.1％ | 送校 | Y | ZC1
573-237 | 设备 | 六通道Testline零部件试验系统 | MTS |  |  | 送检 | Y | ZC1
985-055 | 设备 | 新能源车测试系统 | HR-DAQ-USB-64CH S1 | 电流：0-400A 电压：0-800V | ①0.5%(k=2) | 内部校准 | Y
985-056 | 设备 | 氢气浓度检测仪 | GTQ-SF6200A | 0.04%-4%（400-40000ppm） | ①0.2%(k=2) | 送检 | Y
985-009 | 设备 | 氢气质量流量计 | CMF010M323NABUMZZZ | 0-0.2kg/min | ①1%(k=2) | 送检 | Y
571-148 | 设备 | 汽车碰撞假人定位装置 |  |  |  |  | Y
JMC-专-30 | 设备 | 木块 | SAE | / | Urel=0.12g(k=2) | 内部校准 | Y | BD
573-790 | 设备 | 80kW燃料电池发动机性能测试台架 | RG-C80 | 电压：0-800V 电流：0-600A | ①电压0.1%(k=2) ①电流0.2%(k=2） | 内部校准 | Y
579-258 | 设备 | 燃料电池发动机性能测试供气系统 | WN-FCET-HY-50/20 | 质量流量：0-300g/min | ①1%FS(k=2) | 内部校准 | Y
574-620 | 设备 | 直流稳压稳流电源 | HYD650V/100A | 0-650V/0-100A | ①电压0.1%(k=2) ①电流0.2%(k=2） | 内部校准 | Y
574-622 | 设备 | 直流稳压稳流电源 | HYD30V/300A | 0-30V/0-300A | ①电压0.1%(k=2) ①电流0.2%(k=2） | 内部校准 | Y
574-658 | 设备 | 大型电池充放电设备 | GW1281 | 电压：0-800V 电流：0-600A | ①电压1.2*10-4电流3*10-3、4*10-4(k=2) | 内部校准 | Y
572-189 | 设备 | 集装箱式试验室常温综合试验系统 | UD22X-40100 | 温度：-40℃~100℃ 湿度：10-95%R.H. 压力：60-102kPa | ①0.3℃(k=2), 1.4%RH (k=2) | 内部校准 | Y
D571-176 | 设备 | 游标高度尺 | 0～1000mm | 0～1000mm | 0.02mm | 内部检定 | Y | ZC1
D574-149 | 设备 | 数字万用表 | 117C | 400Ω | 0.001 | 送校 | Y | ZC1
578-024 | 设备 | 精密声级计 | 2250light | 16.4到140dB | 1级 | 送校 | Y | ZC1
573-346 | 设备 | 压力传感器 | PA-21C/200BAR | 0～200bar | 0.1%FS | 送校 | Y | ZC1
570-157 | 设备 | 24立方米VOC测试专用环境箱 | SEWTH-Z-250LHS | 温度范围：-40-100℃；湿度范围：20-95% | 温度精度±0.3℃，均匀度≤2.0℃，波动度±0.5℃。湿度显示精度±3%，波动度±1%RH，均匀度+2/-3%RH。 | 送校 | Y
D576-007 | 设备 | 电子秒表 | J9-1 | 0-35999S | ±0.05％ | 送检 | Y
573-124 | 设备 | 爆破试验机 | 非标 | 0～150MPa | 0.01MPa | 送校 | Y | ZC1
570-035 | 设备 | 燃油流量计 | FP-214H | 0.3～300 l/h | ±0.5％ | 内部检定 | Y | ZC1
570-072 | 设备 | 汽车电喷燃油流量测试系统 | MF-2200 | 0.3～120 l/h | ±0.2％ | 内部校准 | Y | ZC1
D570-018 | 设备 | 密度计 | 0.7-0.8 | 0.7-0.8 | —— | 送检 | Y | ZC1
D570-021 | 设备 | 密度计 | 0.8-0.9 | 0.8-0.9 |  | / | Y | ZC1
570-095 | 设备 | 发动机排气采样分析系统 | MEXA-7200DEGR&CVS7400T&DLS-7200E | CO(L):0-100~5000ppm CO(H):0-0.5~12% CO2:0-1~20% O2:0-1~25% NO.NOx:0-10~10000ppm THC:0-10~50000ppmc THC.CH4:0-10~5000ppmc DLS:25～50L/min | ②重复性: ZERO:±0.5%FS SPAN:±0.5%RS(CH4是±1%RS) 线性度: ±1%FSor±2%RS DLS:±5%FS | 其他方式 | Y | 发动机
570-094 | 设备 | 烟度计 | AVL439 | 不透光度N 0-100% 吸光度k 0-10m-1 | 不透光度0.1% 吸光度0.0025m-1 | 比对 | Y | 发动机
570-178 | 设备 | 粉尘仪 | CEL-712 | 0-100mg/m3 | ±0.5%FS | 送检 | Y | ZC1
577-044 | 设备 | 光泽度计 | WGG60 | 0.0-180.0GU | 1GU | 送检 | Y | ZC1
D570-072 | 设备 | 燃油流量计 | MF-2200 | 0～150 l/h(流量)0~5bar(供油压力) | ±0.5％ | 内部校准 | Y | ZC1
D571-192 | 设备 | 卷尺 | 30m | 0-30m | / | 送检 | Y
D573-116 | 设备 | 轮胎气压表 | / | 0-30kPa | 2.5级 | 送检 | Y
D571-444 | 设备 | 数显角度仪 | 76486 | 0～90°×0.1° | ±0.1° | 送检 | Y
573-601 | 设备 | 商用车ABS测试装置 | 定制 |  |  |  | Y
573-796 | 设备 | ABS轮速传感器（含4个传感器） | 11-59HN-0000-1024-P064 |  |  |  | Y
782-927 | 设备 | VBOX显示器 | RLVBDSP03 |  |  |  | Y
573-764 | 设备 | 无线胎压监测器 | T16-10 |  |  |  | Y
573-759 | 设备 | 爆胎模拟试验装置 | 定制 |  |  |  | Y
572-133 | 设备 | 制动盘温度测量装置 | 定制 |  |  |  | Y
579-248 | 设备 | 气制动响应时间测量模拟装置 | YZQZD-02 |  |  |  | Y
D571-158 | 设备 | 万能角度尺 | 0-360度 | 0-360度 | ±5‘ | 送检 | Y | ZC1
579-024 | 设备 | 眼点模拟仪 | SL-2E | 温度:0~100º;湿度:0~100% | ------- | 内部检定 | Y | ZC1
D570-019 | 设备 | 密度计 | 0.8-0.9 | 0.8-0.9 | —— | 送检 | Y | ZC1
574-569 | 设备 | EMI 测量接收机 | ESW8 | 9k-8GHz | 扩展不确定度0.6dB | 送检 | Y
574-125 | 设备 | 无线电骚扰特性测量系统 | EMI |  |  |  | Y
574-575 | 设备 | 复合天线 | HL562E | 30-3000 MHz | 扩展不确定度1.6dB | 送检 | Y
574-218 | 设备 | 低频功率放大器系统 | 10000A225 |  |  |  | Y
574-577 | 设备 | 前置放大器 | SCI-08F1 | 0.01-8GHz | 扩展不确定度0.25dB | 送检 | Y
574-190 | 设备 | 高频段辐射抗扰度测试系统 | EMS(HF) |  |  |  | Y
574-198 | 设备 | 移动式辐射抗扰度测试系统 | EMS(M) |  |  |  | Y
574-124 | 设备 | 射频抗扰度测试系统 | EMS |  |  |  | Y
574-327 | 设备 | 函数/任意波形发生器 | 33220A |  |  |  | Y
574-351 | 设备 | 零部件测试系统 | 7224 |  |  |  | Y
574-520 | 设备 | 信号发生器 | SMB100A | 9k-20GHz | 扩展不确定度0.25dB | 送检 | Y
574-584 | 设备 | 信号发生器 | SMB100A | 频率（0.0001-6）GHz | 扩展不确定度0.25dB | 送检 | Y
574-141 | 设备 | 带状天线 |  | 9kHz~ 1000MHz (插入损耗，驻波系数) | U=3.6% | 送校 | Y | EMC
574-192 | 设备 | 低频辐射抗扰度测试系统 | EMS(LF) |  |  |  | Y
574-602 | 设备 | 场强仪/场强探头 | FM7004A/FL7218 | 频率（0.01-18）GHz | 扩展不确定度2.0dB | 送检 | Y
574-601 | 设备 | 场强探头 | FM7004A/FL7006 | 频率（0.0001-6）GHz | U=2.0dB | 送校 | Y
574-600 | 设备 | 场强探头 | FM7004A/FL7006 | 频率（0.0001-6）GHz | U=2.0dB | 送校 | Y
574-599 | 设备 | 场强探头 | FM7004A/FL7006 | 频率（0.0001-6）GHz | U=2.0dB | 送校 | Y
574-598 | 设备 | 场强探头 | FM7004A/FL7006 | 频率（0.0001-6）GHz | U=2.0dB | 送校 | Y
574-597 | 设备 | 场强探头 | FM7004A/FL7006 | 频率（0.0001-6）GHz | U=2.0dB | 送校 | Y
574-596 | 设备 | 场强探头 | FL7000/FL7030 | 频率（0.005-30）MHz | U=2.0dB | 送校 | Y
574-521 | 设备 | 功率计/功率计探头 | NRP2/NRP-Z81 | 0.05-18GHz | 扩展不确定度2%(k=2) | 送检 | Y
574-586 | 设备 | 功率计/功率传感器 | NRP2/NRP6A | 频率（0.009-6）GHz | 扩展不确定度2%(k=2) | 送检 | Y
574-587 | 设备 | 功率计/功率传感器 | NRP2/NRP6A | 频率（0.009-6）GHz | 扩展不确定度2%(k=2) | 送检 | Y
574-588 | 设备 | 功率计/功率传感器 | NRP2/NRP6A | 频率（0.009-6）GHz | 扩展不确定度2%(k=2) | 送校 | Y
574-589 | 设备 | 功率计/功率传感器 | NRP2/NRP6A | 频率（0.009-6）GHz | 扩展不确定度2%（K=2） | 送校 | Y
574-217 | 设备 | 高频功率放大器系统 | BLMA 2060-500 |  |  |  | Y
574-517 | 设备 | 功率放大器 | BBA150-D800 | 0.69-3.2 GHz | 扩展不确定度0.25dB | 送检 | Y
574-518 | 设备 | 功率放大器 | BBA150-E200 | （2.5-6）GHz | U=0.25dB | 送校 | Y
574-550 | 设备 | 功率放大器 | TA0122-2.5K | 频率（0.01-225MHz）、增益 | 扩展不确定度0.25 |  | Y
574-626 | 设备 | 功率放大器 | 1000W1000F | 频率（80-1000）MHz | 扩展不确定度0.25dB | 送检 | Y
574-603 | 设备 | 功率放大器 | BBL200-A10000 | 频率（0.09-225）MHz | 扩展不确定度0.25dB | 送检 | Y
574-519 | 设备 | 发射天线 | 3119 | 0.8-6GHz | 扩展不确定度1.4dB | 送检 | Y
574-605 | 设备 | 对数周期天线 | S12014 | 20 MHz-220 MHz | U=1.3dB | 送校 | Y
574-606 | 设备 | 对数周期天线 | S23011 | 220 MHz-2 GHz | U=1.7dB | 送校 | Y
574-607 | 设备 | 对数周期天线 | HL046E | 80 MHz-1 GHz | 扩展不确定度1.3dB | 送检 | Y
574-604 | 设备 | 整车带状天线 | S35012-40 | 100 kHz-30 MHz | U=1.3dB | 送校 | Y
574-608 | 设备 | 双锥天线 | VHBD9134-4+ BBFA9146 | 20 MHz-200 MHz | 扩展不确定度1.3dB | 送检 | Y
574-381 | 设备 | 电压暂降及中断测试系统 | PFS503N100.2 | 三相3×690VAC（p-p），不低于75 A | U=4% | 送校 | Y | EMC
574-299 | 设备 | 电压跌落模拟器 | VDS-Q32B | 最大输出：三相32A，单相16A | 输出电压：2% | 送检 | Y
574-428 | 设备 | 工频磁场测试系统 | MAG1000 | 50Hz，Magnetic field:1-100A/m | 扩展不确定度0.8dB | 送检 | Y
574-429 | 设备 | 耦合去耦网络 | CDN T800 |  |  |  | Y
574-430 | 设备 | 耦合去耦网络 | CDN M232-1000V |  |  |  | Y
574-431 | 设备 | 耦合去耦网络 | CDN M332-1000V |  |  |  | Y
574-432 | 设备 | 耦合去耦网络 | CDN M532-1000V |  |  |  | Y
574-433 | 设备 | 电磁钳 | KEMZ 801A |  |  |  | Y
574-671 | 设备 | 阻抗稳定网络 | Pilot ISN |  |  |  | Y
574-707 | 设备 | 磁场天线 | FESP 5133-7/41 | 频率（10Hz-250kHz）、天线系数 | 扩展不确定度0.2dB | 送校 | Y
574-675 | 设备 | 磁环天线 | FESP 5133-7/41 | 频率（10Hz-250kHz）、天线系数 | 扩展不确定度0.2dB | 送校 | Y
573-183 | 设备 | 中小型发动机试验系统 | DYNAS2-220&PLU401-121 | 最高转速10000r/min 最大功率220kW 最大扭矩450Nm 油耗：0~80kg.h | ②转速准确度：±1r/min 扭矩准确度：±0.1%满量程以内 油耗：±1%F.S | 内部校准 | Y | 发动机
573-498 | 设备 | 测功机 | DYNAS3-HT350 | 最高转速9000r/min 最大功率350kW 最大扭矩1005N.m 油耗：0.20~220l/h | ②转速准确度：±1r/min 扭矩准确度：±0.1%满量程以内 油耗：±1%F.S | 内部校准 | Y | 发动机
573-480 | 设备 | ABB流量计 | FMT700-P | 0~2400kg/h | ②±1%RS | 送检 | Y | 发动机
573-513 | 设备 | ABB流量计 | FMT701-P | 0~720kg/h | ②±1%RS | 送检 | Y | 发动机
573-590 | 设备 | ABB流量计 | FMT702-P | 0~720kg/h | ②±1%RS | 送检 | Y | 发动机
573-591 | 设备 | ABB流量计 | FMT703-P | 0~2400kg/h | ②±1%RS | 送检 | Y | 发动机
573-592 | 设备 | ABB流量计 | FMT704-P | 0~4000kg/h | ②±1%RS | 送检 | Y | 发动机
570-126 | 设备 | 多组份排放分析系统 | MEXA-6000FT | NH3:: 0-200ppm 0-1000 ppm | ②零点噪声：在2倍标准偏差下，0.5-2.0%F.S 重复性：±1.0%F.S 零漂和量距漂移：1小时内±1.0%F.S | 其他方式 | Y | 发动机
573-497 | 设备 | 测功机 | DYNAS3-LI145&FQ-2100DP | 最高转速10000r/min 最大功率145kW 最大扭矩308N.m 油耗：0.20~220l/h | ②转速准确度：±1r/min 扭矩准确度：±0.1%满量程以内 油耗：±1%F.S | 内部校准 | Y | 发动机
573-587 | 设备 | 测功机 | TYPE-I G250&TOCEIL-CMFG.D010 | 最高转速10000r/min 最大功率250kW 最大扭矩500Nm 油耗：0~60 kg/h | ②转速准确度：±1r/min 扭矩准确度：±0.1%满量程以内 油耗：±1%F.S | 内部校准 | Y | 发动机
573-588 | 设备 | 发动机试验系统 | TYPE-I D450&TOCEIL-CMFD015 | 功率:450kW,转速:8000rpm,扭矩:2500Nm 油耗：0~150 kg/h | ②转速准确度：±1r/min 扭矩准确度：±0.1%满量程以内 | 内部校准 | Y | 发动机
573-589 | 设备 | 测功机 | TYPE-I D600 | 最高转速6000r/min 最大功率600kW 最大扭矩4502Nm | ②转速准确度：±1r/min 扭矩准确度：±0.1%满量程以内 | 内部校准 | Y | 发动机
570-125 | 设备 | 烟度计 | AVL439 | 不透光度N 0-100% 吸光度k 0-10m-1 | 不透光度0.1% 吸光度0.0025m-1 | 比对 | Y | 发动机
570-150 | 设备 | 烟度计 | AVL439 | 不透光度N 0-100% 吸光度k 0-10m-1 | 不透光度0.1% 吸光度0.0025m-1 | 比对 | Y | 发动机
573-347（增值） | 设备 | 汽车及挂车后下部防护装置检测设备 | 非标 |  |  |  | Y
574-306 | 设备 | 可编程交流电源 | 61860 | 电压：0~300 V 频率：DC，30~100Hz 电流：300A（单相），100A（三相每相） | ③:电压：0.2%+0.2%F.S. 电流测量：0.4%+0.3%F.S.（RMS），0.4%+0.6%F.S.（峰值） 功率测量：0.4%+0.4%F.S. | 送校 | Y | NE
JML-1603-4 | 设备 | 重块 |  |  |  | 送校 | Y | NE
574-288 | 设备 | 功率分析仪 | WT1804-40-D-HE/G6/DT/FQ/DA/MTR | 电压1000V，电流600A | ③:0.02% | 送校 | Y | NE
574-140 | 设备 | D-TEM小室 | D-TEM | 1 ~ 400MHz (FU，驻波系数，阻抗) | U=3.6% | 送校 | Y | EMC
574-090 | 设备 | V-NETWORK | ESH3-Z6 | 0.15 ~ 108MHz （5μH/50Ω，V型，Icont＝100A， Vmax＝600VDC/250VAC） | U=3.6% | 送校 | Y | EMC
574-095 | 设备 | V-NETWORK | ESH3-Z6 | 0.15 ~ 108MHz （5μH/50Ω，V型，Icont＝100A， Vmax＝600VDC/250VAC） | U=3.6% | 送校 | Y | EMC
574-138 | 设备 | V-NETWORK | ESH3-Z6 | 0.15 ~ 108MHz （5μH/50Ω，V型，Icont＝100A， Vmax＝600VDC/250VAC） | U=3.6% | 送校 | Y | EMC
574-139 | 设备 | V-NETWORK | ESH3-Z6 | 0.15 ~ 108MHz （5μH/50Ω，V型，Icont＝100A， Vmax＝600VDC/250VAC） | U=3.6% | 送校 | Y | EMC
574-184 | 设备 | 人工电源网络 | NNBM 8126 F HYB | 0.1～150MHz （5μH） | U=3.6% | 送校 | Y | EMC
574-183 | 设备 | 人工电源网络 | NNBM 8126 F HYB | 0.1～150MHz （5μH） | U=3.6% | 送校 | Y | EMC
574-216 | 设备 | 人工电源网络 | NNBM 8124 | 0.1～150MHz （5μH, 70A, 带1μF切换） | U=3.6% | 送校 | Y | EMC
574-215 | 设备 | 人工电源网络 | NNBM 8124 | 0.1～150MHz （5μH, 70A, 带1μF切换） | U=3.6% | 送校 | Y | EMC
574-322 | 设备 | 人工电源网络 | NNHV8123-400 | 0.1-200 MHz, 5μH（1000V/250A）带屏蔽壳体 | U=3.6% | 送校 | Y | EMC
574-072-03 | 设备 | 对数周期天线 | HL223 | 200MHz ~ 1.4GHz | U=1.7dB | 送校 | Y | EMC
574-072-02 | 设备 | 双锥天线 | HK116 | 30 ~ 300MHz | U=1.7dB | 送校 | Y | EMC
574-136 | 设备 | 喇叭天线 | HF906 | 1 ~ 18GHz | U=1.3dB | 送校 | Y | EMC
574-125-03 | 设备 | 电流探头 | EZ-17 | 20Hz ~ 250MHz | U=2.5dB | 送校 | Y | EMC
575-025 | 设备 | 数字荧光示波器 | DPO4054 |  |  | 送校 | Y | NE
574-361 | 设备 | CAN | VN1630A |  |  | 送校 | Y | NE
D572-112 | 设备 | 红外温度计 | FLUKE-62 | -32~535℃ | ③:±1℃ | 送校 | Y | NE
571-216 | 设备 | 量规 | SUN-LG | / | / | 送校 | Y | XNY
574-416 | 设备 | 交流充电互操作性测试系统 | AC-8000 | 输出电压0-380V，输出电流0-63A，输出功率30kw | / | 送校 | Y | XNY
579-138 | 设备 | 车载单镜头高速相机 | Eosens mini2 | 1280*1024 14um*14um 506fps | / | / | Y | ZC1
579-139 | 设备 | 车载单镜头高速相机 | Eosens mini2 | 1280*1024 14um*14um 506fps | / | / | Y | ZC1
579-140 | 设备 | 车载单镜头高速相机 | Eosens mini2 | 1280*1024 14um*14um 506fps | / | / | Y | ZC1
572-106 | 设备 | 步入式高低温湿热交变 试验箱 | GDW/JB-9M^3 | -40℃～120℃，20%～98%RH | 平均升温速率：2.0℃～3.0℃/min（-40℃～+85℃） ≥1.0℃/min（+25℃～+100℃） 平均降温速率：0.7℃～1.0℃/min（+85℃～-40℃） ≥1.0℃/min（+25℃～-40℃） 温度均匀度：≤2℃ 温度波动度：≤±0.5℃ 湿度误差：+2/-3%r.h. | 送校 | Y | NE
D573-185 | 设备 | 电子吊秤 | 0CS-1 | 10kg-1000kg | 0.1kg | 送校 | Y | NE
JML-1704-4 | 设备 | 电子台秤 | TCS-150 | 1kg-150kg | ±50g | 送检 | Y
JMD-089-4 | 设备 | 数字万用表 | T1H6102 | （1） 直流电压：0~1000V （2） 交流电压：0~1000V （3） 直流电流：0~10A （4） 交流电流：0~10A | （1）直流电压：0.5%+3 （2）交流电压：1.0%+3（3）直流电流：1.5%+3（4）交流电流：1.5%+3 | 送检 | Y | NE
572-097 | 设备 | 快速温变试验箱 | KS-1000 | 温度范围：-40℃～+130℃ | 温度均匀度：≤0.5℃，温度波动度：≤0.4℃ | 送校 | Y | NE
985-019 | 设备 | 70MPa增压器 | MGU75-DC-H | 0~1000bar | ①0.6%(k=2) | 送校 | Y | NE
985-026 | 设备 | 耐氧老化测验装置 | 20202 | 0~200 °C | ①0.6%(k=2) | 送校 | Y | NE
985-023 | 设备 | 手动试压泵 | MU189MC2.0 | 0-2000bar | ①0.6%(k=2) | 送校 | Y | NE
D573-129 | 设备 | 数显拉力计 |  | （1）0～1000N | （1）示值误差≤1.0% | 送校 | Y | NE
985-021 | 设备 | 43.7MPa寿命测试平台 | SMCS-43.7 | 0~1000bar | ①0.6%(k=2) | 送校 | Y | NE
D573-016 | 设备 | 砝码 | FM600 | 1-200kg | ③:M1 | 送校 | Y | NE
574-172 | 设备 | 毫欧表 | 4338B | 10u~100K | ③:0.4% | 送校 | Y | NE
574-158 | 设备 | 匝间耐压仪 | TH2882S-5 | 脉冲500~5000V | ③:0.1% | 送校 | Y | NE
573-502 | 设备 | 车用电机测功机 | PT380 | 转矩：±2500Nm 转速±10000rpm | ③:转矩：0.15%转速：0.14% | 送校 | Y | NE
573-503 | 设备 | 车用电机测功机 | TR150 | 转矩：±500Nm 转速±15000rpm | ③:转矩：0.15%转速：0.14% | 送校 | Y | NE
JML-258-54 | 设备 | 压力表 | 0-0.6MPa | 0-0.6MPa | ③:0.01% | 送校 | Y | NE
574-418 | 设备 | 雷电冲击电压发生器 | LSG2551 | 冲击电压：±1V-10kV | / | 送校 | Y | XNY
573-638 | 设备 | 冲击试验机 | SUN-20CJ | 20J摆锤冲击试验机 | / | 送校 | Y | XNY
574-419 | 设备 | 剩余电流测试仪 | 7630+7027 | 输出电压范围：0-2kV 泄漏电流范围：0- 20mA | / | 送校 | Y | XNY
573-639 | 设备 | 弹簧锤 | SUN-TH | 弹簧冲击锤撞击能量0.7J | / | 送校 | Y | XNY
574-193 | 设备 | 直流电源 | PSI 9080-100 | 80V，100A，3000W | 0.02V | 送校 | Y | ZC1
574-353-07 | 设备 | 电流注入探头 | CIP 9136A | 10 kHz - 400 MHz | U=2.5dB | 送校 | Y | EMC
572-120 | 设备 | 高低温湿热试验箱 | GDW/JB-1000 | -40℃～+150℃；20%～98%r.h | 温度均匀度：≤2℃；波动度：≤±0.52℃；湿度误差：+2/-3%r.h | 送检 | Y
579-193 | 设备 | 数据采集器 | 34972A | 读数0.0002%+量程0.0001% |  | 内部校准 | Y
572-023 | 设备 | 低温湿热试验箱 | SDH301 | 温度：-30～+100℃ 湿度：0～100%RH /-70～+150℃ 20%~98%RH | 温度示值误差：+2℃温度均匀度：≤2℃温度波动度：±1.0℃湿度示值误差：±8%RH/温度波动度：±0.5℃温度均匀度：±2℃湿度波动度：±2.5%RH湿度均匀度：±3%RH | 送检 | Y
985-070 | 设备 | 绝热加速量热仪 | BTC500 | 温度：-50℃~500℃ 绝热追踪速率 20°C/min | 0.6℃（k=2) | 内部校准 | Y
574-410 | 设备 | 数据采集器 | LR8400-21 | 电压（V）：1‰ 温度（℃）：-200～-100 ±1.5 -100～1350 ±0.8 |  | 内部校准 | Y
576-014 | 设备 | 电动振动试验系统 | DC-20000-200/ST-2525 | 频率范围：2~2200Hz | ①3.5%(k=2) | 送检 | Y
JML-1802-1 | 设备 | 精密压力表 | YB-150/(0~0.16)Mpa | (0~0.16)Mpa | ①0.1%(k=2) | 内部校准 | Y
D574-143 | 设备 | 绝缘电阻表 | 1508 | 0.1MΩ~10.0GΩ | / | 送检 | Y
JMD-1812-7 | 设备 | 数字多用表 | 17B | 电压（400mV-1000V）电流（4-10A）电阻10Ω-10MΩ | ①电压、电流Urel=0.5%(k=2)电阻Urel=0.1%(k=2) | 内部校准 | Y
574-441 | 设备 | 电池总成测试系统 | BPT2-300-900BS | 直流电压：0~900V 充电电流0~300A | 电压：U=0.05%(k=2)电流：U=0.03%(k=2) | 送校 | Y
D576-037 | 设备 | 电子秒表 | PS-6100 | 10s 10min 1h | Urel=0.01s(k=2) | 送检 | Y
573-397 | 设备 | 电子地上衡 | SCS-0.6 | 0~600kg | 0.1kg | 送校 | Y | ZC1
573-396 | 设备 | 电子天平 | PL602-L 610g/0.01g | PL602-L 610g/0.01g | 0.01g | 送校 | Y | ZC1
573-206 | 设备 | 气密性自动测试系统 | / | 0~160KPa | 0.005 | 送校 | Y | ZC1
JMC-304-1 | 设备 | 数显压力测试仪 | / | 0~150kpa | 0.1kpa | 送校 | Y | ZC1
572-051 | 设备 | 三综合试验箱 | WSZ71 | 温度：-70℃~+180℃ | 高温温度偏差不大于±2℃ 低温温度偏差不大于±3℃ 温度波动度高温时不大于±0.5℃，低温时不大于±1.0℃ | 送检 | Y | ZC1
573-207 | 设备 | 燃油箱冲击试验台 | / | 0~100J | 0.01 | 送校 | Y | ZC1
D571-362 | 设备 | 钢卷尺 | 2M | 0~2米 | 0.1mm | 送校 | Y | ZC1
572-085 | 设备 | 燃油箱燃烧试验台 | / | / | / | 送校 | Y | ZC1
573-178 | 设备 | 安全带带扣开启力试验机 | 非标 | 0～500N 试验速率：0~1000mm/min | 试验机力传感器的误差不大于1.0%试验机试验速率的误差不大于1.0% | 送检 | Y | ZC1
579-033 | 设备 | 安全带带扣耐久试验机 | 非标 | 0～999999次试验速率：1-30次/min | 试验机计数误差不大于±1次/min试验机试验速率误差不大于1.0% | 送检 | Y | ZC1
579-034 | 设备 | 安全带锁止灵敏度试验机 | 非标 | 车感0~2.0g 带感0~8g 倾斜角度：0~45 | 试验机滑台加速度误差不大于5.0%(最大加速度2g)试验机织带加速度误差不大于5.0%(最大加速度8g)试验机台面倾斜角度误差不大于0.5%试验机滑台位移误差不大于2.0%试验机织带位移误差不大于2.0% | 送检 | Y | ZC1
573-179 | 设备 | 安全带拉出力卷收力试验机 | 非标 | 0～200N 试验速率：0~1000mm/min | 试验机力传感器的误差不大于1.0%试验机试验速率的误差不大于1.0% | 送检 | Y | ZC1
579-035 | 设备 | 安全带卷收器耐久试验机 | 非标 | 计数：0~9999999 织带位置: -25 to 2500 mm 速度: 1200 mm/sec | 试验机滑台加速度误差不大于5.0%(最大加速度2g)试验机织带加速度误差不大于5.0%(最大加速度8g)试验机计数误差不大于0.5%试验机试验速率误差不大于1.0% | 送检 | Y | ZC1
573-176 | 设备 | 安全带耐粉尘试验机 | 非标 | 试验计时：0~1000h 试验速率：每次吹尘后必须在1~2min内进行10次安全带拉出和回卷 | 试验计时误差不大于3%试验速率：每次吹尘后必须在1~2min内进行10次安全带拉出和回卷 | 送检 | Y | ZC1
573-172 | 设备 | 万能材料试验机 | AG-I/100KN | 0～100KN | ±1％ | 送检 | Y | ZC1
570-088 | 设备 | 氙光仪 | CI4000 | 黑板温度: 35℃ ～110℃ 340nm～420nm 湿度:20～95% | 黑板温度:±3℃ | 送检 | Y | ZC1
570-091 | 设备 | 盐雾试验箱 | CTSST-160 | 35℃~+50℃ | 温度均匀度±1℃ 温度波动度≤0.5℃ | 送检 | Y | ZC1
573-246 | 设备 | 18m假人 | P系列 | / | 符合ECER44 | 内部校准 | Y | BD
573-247 | 设备 | P3假人 | P系列 | / | 符合ECER44 | 内部校准 | Y | BD
573-302 | 设备 | P10假人 | P系列 | / | 符合ECER44 | 内部校准 | Y | BD
573-303 | 设备 | P0假人 | P系列 | / | 符合ECER44 | 内部校准 | Y | BD
573-304 | 设备 | 9m假人 | P系列 | / | 符合ECER44 | 内部校准 | Y | BD
573-305 | 设备 | P6假人 | P系列 | / | 符合ECER44 | 内部校准 | Y | BD
573-306 | 设备 | TNO 10 | TNO | / | 符合ECER16 | 内部校准 | Y | BD
579-076 | 设备 | 儿童座椅试验模型（7只） | / | 符合GB14166-2013要求 | / | 内部校准 | Y | BD
D571-168 | 设备 | 螺纹样板 | 55度 | 螺孔尺寸0.529~6.35MM | 0.01 | 内部校准 | Y | ZC1
JMC-1412-40 | 设备 | 电子天平 | AWH-150TW | 150kg | 天平偏载误差：-0.2e 天平重复性误差：0.0e(e=50g) | 送检 | Y | BD
573-299 | 设备 | 儿童座椅材料吸能性测试仪 | 非标 | / | / | 内部校准 | Y | LBJ
579-071 | 设备 | 数据采集器 | Somat | 0～100g | 2.10% | 内部校准 | Y | LBJ
573-298 | 设备 | 儿童座椅翻转试验台 | 非标 | / | / | 内部校准 | Y | LBJ
JMH-1607-1 | 设备 | 工字挡块 | 非标 | / | / | 内部校准 | Y | LBJ
579-077 | 设备 | 儿童约束系统带扣耐久试验机 | 非标 | / | / | 内部校准 | Y | LBJ
579-101 | 设备 | 儿童座椅调节器耐久性试验台 | 非标 | / | / | 内部校准 | Y | LBJ
573-177 | 设备 | 安全带调节件磨损试验机 | 非标 | 计数：0~999999 试验速率:0~30次 | 试验机计数误差不大于±1次/min试验机试验速率误差不大于1% | 送检 | Y | ZC1
D571-472 | 设备 | 数显游标卡尺 | 0-150 | 0-150mm | 0.01mm | 送检 | Y | LBJ
JML-001-25 | 设备 | 锁止装置滑移试验台重块 | 非标 | / | / | 内部校准 | Y | LBJ
573-295 | 设备 | 儿童约束系统耐久试验台 | 非标 | / | / | 内部校准 | Y | LBJ
573-138 | 设备 | 电子天平 | AG204 | （1）最大称量值：210g （2）可读性：0.1mg | （1）精度：0.1mg | 送检 | Y | LBJ
570-138 | 设备 | 等离子体光谱仪 | 725 |  |  | 内部校准 | Y
573-170 | 设备 | 头枕冲击/躯干发射试验系统 | 非标 | 三维力：X方向11kN，Y方向11kN，Z方向18kN 加速度：0-200g | 三维力：1%； 加速度：2.5％ | 送校 | Y | ZC1
573-402 | 设备 | Whiplash 假人 | BioRID-II | / | 符合美国CFR49part572 | 内部校准 | Y | BD
JML-312-1 | 设备 | 风速仪 | 405-V1 | 0~10m/s | ±2.5% | 送检 | Y | LBJ
JMC-089-2 | 设备 | 半圆规（半径样板） | R1~6.5 | R1~6.5 | ±0.02 | 送校 | Y | ZC1
573-311 | 设备 | 汽车侧门、车顶和滑动门强度试验系统 | 定制 | 0~120KN | ±1% | 送校 | Y | ZC1
JMC-202-1 | 设备 | φ100球头 | / | φ100mm | / | 内部校准 | Y | ZC1
JMC-1608-1 | 设备 | φ165球头 | / | φ165mm | / | 内部校准 | Y | ZC1
D579-003 | 设备 | 凸面后视镜曲率半径检具 | 非标 | ≥230mm | 千分表精度：±0.001mm中心孔距：±0.05mm | 送校 | Y | ZC1
579-004 | 设备 | 撞击试验台 | / | 撞击角度：-90～90 | 撞击球直径：165±17mm撞击球质量：6.8±0.053kg | 送校 | Y | ZC1
579-010 | 设备 | 抗弯曲试验台 | / | 载荷：25kg | 载荷：(25±0.2)kg | 送校 | Y | ZC1
577-038 | 设备 | 汽车后视镜反射率测试仪 | / | 可见光 | 示值误差：≤0.5 | 送校 | Y | ZC1
577-047 | 设备 | LED光源综合测试系统 | TOP 200 | HRL90：0.07~4600 cd/m2 ;Nikon 60mm: 0.05~3400 cd/m2 | ±0.1/0.03~±0.2/0.05nm； | 送检 | Y | ZC1
577-049 | 设备 | 光源 | GD-HLG-AC1500 | / | / | 送检 | Y | ZC1
577-050 | 设备 | 手持式照度计 | T-10A | 0.01~299900lx | 显示值±2%±1digit | 送检 | Y | ZC1
577-033 | 设备 | 全自动灯具配光分析系统 | GO-H1300 | 0.0001~500000lx 0-60V DC 0-10A 水平±185º 俯仰±100º | ≤±1.5％ ±0.05%+2位数字 ±0.02%+2位数字 ±0.01º ±0.01º | 送检 | Y | ZC1
577-045 | 设备 | 光度测试系统 | HAAS-2000 | 光通量：10lm~199990lm 最大输出功率300W | Urel=2.5%(K=2) Urel=0.1%(K=2) | 送检 | Y | ZC1
574-142 | 设备 | 配光性能稳定性试验点亮控制仪 | / | 0-30V | 0.005 | 送检 | Y | ZC1
573-278 | 设备 | 塑料配光镜涂层附着力试验机 | 01 | 拉升速度：1.5m/s;速度：±0.2m/s | / | 送检 | Y | LBJ
577-031 | 设备 | 漫射光透射光测量装置 | / | 显示读数：0~100.00； | 稳定性：0.1%（透射光为100.00时） | 送检 | Y | ZC1
577-026 | 设备 | 液体喷砂试验机 | SS-014 | 工作压力0.6+0.05 -0MPa 流量0.24±0.02l/min | / | 送检 | Y | ZC1
577-042 | 设备 | 多通道光谱仪 | MCPD-9801(2480C | 测定波长范围：240nm～800nm | / | 送检 | Y | ZC1
574-089 | 设备 | 数字多用表 | FLUKE 45 | 直流电压（0-30V）直流电流（0-10A） | 0V时准确度:0.025%+2;10V时准确度:0.025%+6;10A时准确度为0.2%+5 | 送检 | Y | ZC1
D578-289 | 设备 | 美标冲击振动台 | 定制 | / | / | 送检 | Y | ZC1
579-032 | 设备 | 防尘试验箱 | ST2000-U | 工作气压：0~0.8Mpa | 工作气压：0~0.8Mpa | 送检 | Y | ZC1
579-038 | 设备 | 淋雨试验箱 | SWT1000-S | 水流速度0.56~38l/min 水压：≤4bar | 水流速度0.56~38l/min 水压：≤4bar | 送检 | Y | ZC1
577-088 | 设备 | 光照老化试验箱 | Ci4000 | 黑板温度: 35℃ ～110℃ 340nm～420nm 湿度:20～95% | 黑板温度:±2℃ | 送检 | Y | ZC1
570-117 | 设备 | 高压清洗机 | HD6/15C | / | / | 送检 | Y | ZC1
571-051 | 设备 | 两维空间投影仪 | CYCLOP-1 | X＜350mm Y＜250mm R＜50mm | X:8um Y:7um | 送检 | Y | ZC1
573-366 | 设备 | MTS八通道新能源汽车底盘部件测试系统 | / | 力：±150kN，±25kN，±15kN 位移：±125mm | 力：满量程1% 位移：满量程0.5% | 送校 | Y
D573-240 | 设备 | 电子台秤 | AWH-150TW | 0-150kg | ±75g | 送校 | Y | LBJ
JML-1705-7 | 设备 | 数字式压力计 | DPI104 | -100～2000kPa | 0.05级 | 送校 | Y | LBJ
JMP-009-5 | 设备 | 电子秒表 | SJ9-2 | 0～35999s | 0.5s/24h | 送校 | Y | LBJ
JMC-1801-5 | 设备 | 钢直尺 | 600mm | 0-600mm | ±0.15mm | 送校 | Y | LBJ
JMC-1801-4 | 设备 | 钢直尺 | 300mm | 0-300mm | 0.1mm | 送校 | Y | LBJ
JMC-1801-3 | 设备 | 线文钢直角尺 | 300mm | 90° | 垂直度0.3 | 送校 | Y | LBJ
JMC-1801-2 | 设备 | 量筒 | 1000ml | 0-1000mL | ±10mL | 送校 | Y | LBJ
JMC-1801-1 | 设备 | 塑料量杯 | 5000mL | 0-5000mL | ①5.0mL | 送校 | Y | LBJ
987-001 | 设备 | 防飞溅试验装置 | FF J01 | / | / | 其他方式 | Y | 租赁设备
D571-346 | 设备 | 电子数显卡尺 | 0-150mm | 0-150mm |  | 内部校准 | Y
572-129 | 设备 | 箱式电阻炉 | SX2-8-13T | 额定温度：1300℃ | 控温精度：±1℃ | 送检 | Y
570-115 | 设备 | X荧光光谱仪 | EDX1800 | 分析元素范围：S-U 元素含量分析范围：2ppm-99.99% | 测量精度：0.05% | 送校 | Y
570-085 | 设备 | 直读光谱仪 | SPECTROLAB M8 | 波长130～800nm 光栅焦距 750mm | 色散率:1800条/mm光栅0.74nm/mm（1级）2400条/mm光栅0.55nm/mm（1级）3600条/mm光栅0.37/0.185nm/mm（1/2级） | 送校 | Y
570-108 | 设备 | 气相色谱仪 | 7890A | 室温以上4℃到450℃ | 最低检测限：<1.8pg碳/秒(丙烷) | 送检 | Y
572-126 | 设备 | 熔体流动速率测定仪 | XNR-400AD | （1）料筒温度范围+N196:O196：60℃～450℃ （2）测量范围：0.1～300g/10min (MFR)，0.1-400cm³/10min(MVR) （3）负荷：七级负荷 （4）切料方式：手动、时控 （5） 出料口（口模）内径：φ2.095±0.005mm；长度：8.000±0.025mm （6）料筒内径：φ9.550mm±0.025mm；长度：160mm （7）活塞杆头直径：φ9.475±0.015mm；长度：6.350±0.100mm | （1）出料口上端10mm处温度波动≤±0.5℃（60℃～250℃）。 出料口上端10mm处温度波动≤±1℃（250℃～450℃） （2）出料口上端10mm～150mm范围内温度梯度＜1℃ |  | Y | LBJ
571-061 | 设备 | 测长仪 | 302M | 0~300mm | 0.6µm | 送校 | Y | ①
571-006 | 设备 | 万能工具显微镜 | DDR | 纵向：200mm 横向：100mm | (1+L/100)µm | 送校 | Y | ①
571-131 | 设备 | 图像处理万能工具显微镜 | JX13C | 200*100*140 | (1+L/100)µm | 送校 | Y | ①
571-132 | 设备 | 三坐标 | Prismo Navigator9/18/7 | 900*1800*650mm | (0.9+L/400)µm | 送校 | Y | ①
571-074 | 设备 | 三坐标 | UMC850 | 800*1000*400 | (1.8+L/250)µm | 送校 | Y | ①
571-137 | 设备 | 粗糙度仪 | Pethometer M2 | 0~100µm | ≤5% | 送校 | Y | ②
8 | 设备 | 扭矩测量仪 | IRTT-5A-I06 IRTT25A-10 IRTT75A-10 IRTT180A-13 IRTT750A-25 IRTT1400A-25 | 0~1400Nm | ②±1% | 送检 | Y
9 | 设备 | 扭矩测量仪 | IRTT500A-20 | 0~500Nm | ②±1% | 送检 | Y
MY50080028 | 设备 | 直流稳压电源 | E3631A | 直流电压：300mV~1000V | ±0.05% | 送检 | Y
1201.0002K50-154139-xg | 设备 | 导航模拟器 | GNS-8332 | -150~-60dBm | 秒稳：≤5*10-11 | 送检 | Y
61201471 | 设备 | 综合测试仪 | CMW500 | 70MHz~6GHz | ＜0.7dBc@3GHz | 送检 | Y
59226033510010(570-086) | 设备 | 高低温湿热试验箱 | WK11-2200/70/10/V | -40~120℃ | 2℃ | 送检 | Y
1739416 | 设备 | 高低温湿热试验箱 | EGNX12-6NWL | -200~400℃ | 0.2℃ | 送检 | Y
1739417 | 设备 | 高低温湿热试验箱 | EGNX28-6NWL | -200~400℃ | 0.2℃ | 送检 | Y
659（576-009） | 设备 | 电动试验台 | R24C | 5~80Hz | 5% | 送检 | Y
V20020169(576-010) | 设备 | 数字式振动台 | ACT2000-R0400S | 5~80Hz | 3% | 送检 | Y
ESS17Z7363 | 设备 | 静电放电发生器 | ESS-S3011A(GT-30RA,06-00073B,03-00071A) | 2kV~30kV | 3% | 送检 | Y
147(637)/(JME-004-2/574-221) | 设备 | 静电放电发生器 | NSG438A（INA4382） | 2kV~30kV | 3% | 送检 | Y
42720 | 设备 | 电流注入探头 | CIP 9136A | 0.01~400MHz | 3% | 送检 | Y
7176 | 设备 | 电源功率放大器 | PA5840-150 | 0~15V | 2% | 送检 | Y
1358/1456 | 设备 | 跌落开关模块 | DS 5630/NSG5610 | 上升时间＜0.5 下降时间＜1.2 | 2% | 送检 | Y
2151 | 设备 | 脉冲群发生器 | FT 5531 | -50~-600 | 5% | 送检 | Y
2219 | 设备 | 抛负载模拟器 | LD5550 | 50~200 | 5% | 送检 | Y
1351/1456 | 设备 | 任意波形发生器 | FG 5621/NSG5601 | 0~10V | 5% | 送检 | Y
1558 | 设备 | 微脉冲发生器 | MT5511 | -50~-600 | 5% | 送检 | Y
1424.6215K02-101034-Ev | 设备 | 功率计 | NRP110T | DC~110GHz | 0.05 | 送检 | Y
1329.7002K64-300179-gH | 设备 | 目标模拟器 | RTO2064 | 距离模拟：10~300m | 0.01 | 比对 | Y
1412.000K02-103967-Yd | 设备 | 矢量信号源 | SMW200A | 频率测试: 0.1~26500MHz | 10-7 | 送检 | Y
1312.8000K85-101338-Ns | 设备 | 矢量信号分析仪 | FSW85 | 频率测试: 0.1~40000MHz | 10-7 | 送检 | Y
T118008 | 设备 | 测试光源箱 | VC-118-S | 色温： 6500K±200K | 0.05 | 内部校准 | Y
574-507 | 设备 | 可编程直流稳压电源 | HMP2020 | 电压范围：0～32V | 0.10% | 内部校准 | Y
579-227 | 设备 | 导航模拟器 | GNS-8332 | -150~-60dBm | 秒稳：≤5*10-11 | 送检 | Y
D571-373 | 设备 | 游标卡尺 | 0-200mm | 0-200mm | 1级 | 送检 | Y
579-228 | 设备 | 综合测试仪 | CMW500 | 70MHz~6GHz | ＜0.7dBc@3GHz | 送检 | Y
574-503 | 设备 | 矢量信号分析仪 | FSW85 | 频率测试: 0.1~40000MHz | 10-7 | 送检 | Y
574-502 | 设备 | 矢量信号源 | SMW200A | 频率测试: 0.1~26500MHz | 10-7 | 送检 | Y
574-504 | 设备 | 目标模拟器 | RTO2064 | 距离模拟：10~300m | 0.01 | 比对 | Y
573-599 | 设备 | 全自动显微硬度计 | Q10A | （1）HV0.01-HV10 | （1）HV:1 | 送检 | Y
579-012 | 设备 | 喇叭性能测试台 | 非标 | 6V、12V、24V | 电压表误差：≤±0.1V电流表误差：≤±0.1A | 送校 | Y
578-031 | 设备 | 声级计 | Nor140 | 0.7Hz～25KH | z±0.1db | 送校 | Y
574-161 | 设备 | 数显直流稳压器 | 0-30v/10A | 0-30v/10A | 电压表误差：≤±0.1V电流表误差：≤±0.1A | 送校 | Y
574-112 | 设备 | 直流稳压稳流电源 | 0-30V/150A | 0-30V/150A | 电压表误差：≤±0.1V电流表误差：≤±0.1A | 送校 | Y
579-011 | 设备 | 喇叭寿命试验台 | / | 6V、12V、24V 鉴别电流：1.5A | 计数器精度≯读数1％（±1个字）电压表误差：±0.75A | 送校 | Y
573-510 | 设备 | 直线导轨/摆锤冲击试验系统 | 非标 | 三维力：X方向11kN，Y方向11kN，Z方向20kN 加速度：0-200g | 三维力：2%； 加速度：2% | 送校 | Y | ZC1
D571-074 | 设备 | 游标卡尺 | 0-150 | 0-150mm | 0.01mm | 送校 | Y | ZC1
D571-047 | 设备 | 外径千分尺 | / | 0~25mm | 0.01mm | 送校 | Y | ZC1
JMC-243-01 | 设备 | 预压夹具（圆环） | 定制 | / | / | 送校 | Y | ZC1
573-210 | 设备 | 定速式摩擦试验机 | D-MS | 0.1-0.7 | 0.01 | 送校 | Y | ZC1
D571-174 | 设备 | 通针（内孔量规） | Ф2.03mm | Ф2.03mm | +0.006mm | 送校 | Y | ZC1
JMC-216-2 | 设备 | 内径量规 | Φ3.30；Φ3.96；Φ5.28；Φ6.60；Φ8.58；Φ9.24；Φ10.56 | Φ3.30；Φ3.96；Φ5.28；Φ6.60；Φ8.58；Φ9.24；Φ10.56 | ±0.03mm | 送校 | Y | ZC1
JMC-216-3 | 设备 | 内径量规 | Φ7.50 ；Φ8.33 ；Φ8.40；Φ9.00；Φ11.20；Φ12.00；Φ13.34 | Φ7.50 ；Φ8.33 ；Φ8.40；Φ9.00；Φ11.20；Φ12.00；Φ13.34 | ±0.02mm | 送校 | Y | ZC1
573-283 | 设备 | 制动软管膨胀试验台 | PZ-A-40 | 0~40Mpa 0～2ml | 0.01Mpa 量管误差：≤1.0％ | 送校 | Y | LBJ
D571-180 | 设备 | 松弛量调节器 | 0-500mm | 10-500×0.02mm | 110-291.8(0.5+5L)μm 125-500(0.1+2L)μm | 送校 | Y | ZC1
573-284 | 设备 | 制动软管爆破试验机 | PU-A-150 | 0~150Mpa | 0.01Mpa | 送校 | Y | LBJ
570-060 | 设备 | 相容性试验箱 | 101A-3 | 室温～200℃ | 温度示值误差：+2℃温度均匀度：±3℃温度波动度：±0.5℃ | 送校 | Y | ZC1
571-071 | 设备 | 挠曲疲劳试验机 | 非标 | 0～2.5Mpa 500～1000 r/min | 压力表：1.5级转速表误差：≤±10数字积时钟误差：≤0.3％ | 自校 | Y | ZC1
570-059 | 设备 | 臭氧试验箱 | 803 | 0～10ppm | 温度均匀度±1℃温度波动度≤0.5℃ | 送校 | Y | ZC1
570-106 | 设备 | 臭氧试验箱 | 3MR-3RVC-140 | 0-100ppm，工作温度范围23~60℃ | 臭氧检测器误差不大于±10%温度示值误差不大于±2℃湿度显值误差不大于5% | 送校 | Y | ZC1
579-072 | 设备 | 汽车软管脉冲综合试验机 | / | 0.4～30MPa | 试验压力：0.4～30MPa脉冲频率：0.1～1.5Hz振动频率：0～10Hz | 送检 | Y | LBJ
570-062 | 设备 | 盐雾试验箱 | HSK1000 | 35℃ ～50℃ | 温度波动度≤0.5℃温度均匀度±1℃ | 送校 | Y | ZC1
D591-015 | 设备 | 气压制动软管气密性试验装置 | 非标 | 0～2.5MPa | 最小示值压力:0.02MPa | 送校 | Y | ZC1
JML-244-2 | 设备 | 手动试压泵 | / | 2.5MPa | 试验压力0~2.5Mpa | 内部校准 | Y | ZC1
573-208 | 设备 | 真空试验台 | / | ≥90kPa | 1kPa | 送校 | Y | ZC1
D591-014 | 设备 | 耐臭氧运动装置臭氧箱 | 非标 | 运动顶针的行程：76.5±2.5 最近距离52±1高度差30±1 0～10ppm | 运动顶针的行程：±2.5最近距离±1高度差±1温度均匀度±1℃温度波动度≤0.5℃ | 送校 | Y | ZC1
573-314 | 设备 | 冲击试验机 | XCJ-4 | 0～4J | 0～4J分度值0.05J0～1J分度值0.01J | 送校 | Y | ZC1
SH/TC-BB-03-02 | 设备 | 林科3900型汽车NVH 惯量制动器试验台 | Link 3900 | 制动压力0.5 ~ 206 bar;制动温度:0 ~ 1000℃;速度范围:0 ~ 2500 rpm | ±0.25%F.S./±0.5%F.S./±0.1%F.S. | 送检 | Y | ZC1
JML-1604-26 | 设备 | 塑料洛氏硬度计 |  | （1）测量范围：70-100HRE，50-115HRL，50-115HRM,50-115HRR （2）试验力：588.4N、980.7N、1471N | 分辨率：0.5HR | 送校 | Y | ZC1
573-598 | 设备 | 布洛维一体式硬度计 | UH 930 | 31.2～187.5kg | ±1度 | 送校 | Y | ZC1
574-123 | 设备 | 传导抗扰性测试系统 |  |  |  |  | Y
574-353 | 设备 | 车辆零部件传导抗扰度测试系统 | / |  |  |  | Y
574-436 | 设备 | 高压人工电源网络 | NNHV 8123-800 | 频率：0.1-150MHz | U=0.6dB | 送校 | Y
574-435 | 设备 | 高压人工电源网络 | NNHV 8123-800 | 频率：0.1-150MHz | U=0.6dB | 送校 | Y
574-578 | 设备 | 人工电源网络 | NNBM8124-200N | 频率（0.1-150）MHz | U=0.06dB | 送校 | Y
574-579 | 设备 | 人工电源网络 | NNBM8124-200N | 频率（0.1-150）MHz | U=0.06dB | 送校 | Y
574-580 | 设备 | 人工电源网络 | NNBM8124-200N | 频率（0.1-150）MHz | U=0.06dB | 送校 | Y
574-581 | 设备 | 人工电源网络 | NNBM8124-200N | 频率（0.1-150）MHz | U=0.06dB | 送检 | Y
574-662 | 设备 | 人工电源网络 | NNHV 8123-400 |  |  |  | Y
574-663 | 设备 | 人工电源网络 | NNHV 8123-400 |  |  |  | Y
574-664 | 设备 | 人工电源网络 | NNHV 8123-400 |  |  |  | Y
574-665 | 设备 | 人工电源网络 | NNHV 8123-400 |  |  |  | Y
574-072 | 设备 | 整车电磁干扰测量装置 | EM1 |  |  |  | Y
574-570 | 设备 | 杆天线 | HFH2-Z6E | 频率（0.09-30）MHz | U=2dB | 送校 | Y
574-572 | 设备 | 双锥天线 | HK116E | 频率（30-300）MHz | U=1.7dB | 送检 | Y
574-573 | 设备 | 对数周期天线 | HL223 | 频率（200-1300）MHz | U=1.3dB | 送检 | Y
574-574 | 设备 | 喇叭天线 | HF907 | 1-18GHz | 扩展不确定度1.3dB | 送检 | Y
574-438 | 设备 | 前置放大器 | BBV9718 |  |  |  | Y
574-185 | 设备 | 前置信号放大器 | PAP-0001 |  |  |  | Y
574-146 | 设备 | 前置信号放大系统 | SCA-SCU18/SCA-SCU1 |  |  |  | Y
574-122 | 设备 | 大电流注入测试系统 | CWS500 |  |  |  | Y
572-025 | 设备 | 老化试验箱 | LR016 | 50～200℃；转盘转速: 11～12转/min | 温度波动度≤0.5℃ 温度均匀度≤±1.0℃ | 送校 | Y
570-097 | 设备 | 划格刀 | 5120、5122 | （1）刀刃间距：5120：1mm、2mm | （1）精度：0.01mm | 送校 | Y
570-046 | 设备 | 二氧化硫腐蚀试验箱 | KSE-3003 | 23℃～50℃ | 温度偏差≤±1.0℃ 温度梯度≤1.0℃ 温度波动度≤0.5℃ 湿度偏差≤±2% | 送校 | Y
570-047 | 设备 | 二氧化硫腐蚀试验箱 | KSE-3003 | 23℃～50℃ | 温度偏差≤±1.0℃ 温度梯度≤1.0℃ 温度波动度≤0.5℃ 湿度偏差≤±2% | 送校 | Y
570-096 | 设备 | 二氧化硫腐蚀试验箱 | 43086101 | 23℃～50℃ | 温度偏差≤±1.0℃ 温度梯度≤1.0℃ 温度波动度≤0.5℃ 湿度偏差≤±2% | 送校 | Y
574-471 | 设备 | 皮安电流表 | EST122 | （1） 电流测量范围:±20×10-3A～±1×10-15A (1fA-20mA),±1飞安到20毫安 （2）表头显示: 4.1/2位LED显示 | （1）准确度:0.5～1% | 送校 | Y
574-472 | 设备 | 静电计 | EST103 | （1）测量范围：DC±0.0001V ～ ±200V,采用电阻分压或电容分压可扩大测量范围 （2）漂 移：时间漂移：24小时小于0.1%;温度漂移小于0.01%/℃ | （1）准确度：±（0.5％读数＋2字） | 送校 | Y
573-627 | 设备 | 万能材料试验机 | Z005/1KN Z005/5KN | 0～1000N 0～5000N | 0.5级 | 送检 | Y
570-221 | 设备 | 橡胶低温脆性试验机 | HD-R839A |  |  | 送校 | Y
573-660 | 设备 | 阿克隆磨耗仪 | TD-6009 | （1）胶轮所受作用力：26.7N（2.7kgf） （2）胶轮轴回转速度：（76±2）r/min （3）砂轮回转速度：（34±1）r/min （4）胶轮轴与砂轮轴夹角可调范围：0～45度 | （1）胶轮所受作用力：±0.2N （2）胶轮轴回转速度：±2r/min （3）砂轮回转速度：±1r/min | 送校 | Y
570-090 | 设备 | 多功能橡胶硬度计 | H04.3105.500 | HA 10～90 HD 20～100 IRHD 30～100 | ±1HA ±1HD | 送校 | Y
570-068 | 设备 | 盐雾腐蚀试验箱 | YWX/Q-75 | 35～+50℃ | 温度均匀度±1℃温度波动度≤0.5℃ | 送校 | Y
574-200-04 | 设备 | 辐射线圈 | FESP 5132 | DC to 150 kHz , max 15A, 直径12 cm | U=0.8dB | 送校 | Y | EMC
574-200-05 | 设备 | 辐射线圈 | FESP 5134 | 15 Hz to 150 kHz, 直径4 cm | U=0.8dB | 送校 | Y | EMC
574-207 | 设备 | 高斯计 | 425 | 校准配件 | U=0.2% | 送校 | Y | EMC
574-200-03 | 设备 | 音频放大器 | 7BSST2 | 20 Hz~20 kHz, 8 Ω, 600W | U=0.15dB | 送校 | Y | EMC
574-200-02 | 设备 | HELMHOLTZ线圈 | HC100 | DC ~ 200 kHz, 直径1 m, 30A | U=0.8dB | 送校 | Y | EMC
574-351-01 | 设备 | 音频功率放大器 | 7224 | DC - 300kHz | U=0.5% | 送校 | Y | EMC
574-351-18 | 设备 | 磁环线圈 | FESP 5133-1330 | DC - 20kHz，电阻0.5欧姆， 最大电流20A | U=1.2dB | 送校 | Y | EMC
570-211 | 设备 | 红外碳硫仪 | CS 800 | 碳0.001～12.0％ 硫0.001～12.0％ | 分析精度：0.0001% | 送检 | Y
573-015 | 设备 | 表面洛氏硬度计 | DG203 | 15N～45N | ±1度 | 送校 | Y
573-139 | 设备 | 电子布氏硬度计 | HBE-3000 | ≤650HBS | ±3％ | 送校 | Y
573-039 | 设备 | 维氏硬度计 | V-100-C2 | 1～50kg | ±3％ | 送校 | Y
573-092 | 设备 | 数显半自动杯突试验机 | GBS-60 | 10～60KN | 10KN分辨率0.01KN60KN分辨率0.1KN | 送校 | Y
573-090 | 设备 | 冲击试验机 | JB-30B | 0～300J | 294J分度值2J147J分度值1J | 送校 | Y
570-010 | 设备 | 金相显微镜 | ZEISS 21 | 5～1000倍 | 示值误差小于±5% | 送校 | Y
573-038 | 设备 | 全自动金相显微系统 | LECO2001 | 50～1000倍 | 示值误差小于±5% | 送校 | Y | LBJ
573-514 | 设备 | 扫描电子显微镜/能谱仪 | EVO MA25 | （1）放大倍数：5×~1000,000× （2）聚焦工作距离：2mm~145mm （3）可放置的最大样品尺寸：直径300mm，高度210mm （4）样品水平移动最大允许样品重量： 5kg （5）元素分析范围：Be（4）~PU（94） | （1）分辨率： 高真空二次电子像：≤3.0nm@30kV（SE），≤10nm@3kV（SE） 低真空背散射电子像：≤4.0nm@30kV（BSE） （2）能量分辨率(Mn-Ka)：优于127Ev | 送检 | Y
573-099 | 设备 | 肖氏硬度计 | 3222 | HA20～90 HD20～90 | ±1HA ±1HD | 送校 | Y | LBJ
573-091 | 设备 | 冲击试验机 | XCJ-4 | 0～4J | 0～4J分度值0.05J0～1J分度值0.01J | 送校 | Y | LBJ
573-093 | 设备 | 冲击试验机 | XCJ-50 | 0～50J | 50J分度值0.5J15J分度值0.2J | 送校 | Y | LBJ
573-100 | 设备 | 球压硬度计 | 38367 | 压痕深度:0.15～0.995mm | 4H | 送校 | Y | LBJ
570-212 | 设备 | 热重分析仪（TGA） | TGA 4000 | （1）温度范围：室温~1000℃ （2）称重范围：1500mg | （1）温度精度：±0.1℃ （2）称量精确度：±0.01％ （3）天平灵敏度：0.1µg | 送检 | Y
570-213 | 设备 | 差示扫描量热分析仪（DSC） | DSC 8000 | （1）温度范围：-90℃～ 750℃ | （1）温度精度：±0.008℃ （2）温度准确度：±0.05℃ （3）量热精度（标准金属铟）：±0.03% | 送检 | Y
572-124 | 设备 | 热变形维卡软化点温度测定仪 | XRW-300HA | （1）出料口上端10mm处温度波动≤±0.5℃（60℃～250℃）。 出料口上端10mm处温度波动≤±1℃（250℃～450℃） （2）出料口上端10mm～150mm范围内温度梯度＜1℃ | （1）升温速率（120℃/h） |  | Y | LBJ
572-125 | 设备 | 热机械分析仪 | XWJ—500B | （1）测量形式：压缩、弯曲、拉伸、穿透四种受力形式；膨胀变形 （2）温度范围：低温炉：-60℃～室温；高温炉：室温～500℃ （3）升降温速率：升温：0.5～2℃/min；降温：-0.5～ -2℃/min （4）位移有效测量范围：5mm；位移测量分辨率：0.001mm （5）载荷：加载杆质量：260g；砝码：300g、500g、1000g、1500g | （1）温度准确度：±0.5℃ （2）位移测量准确度：±0.005mm （3）时间误差：±1s/h |  | Y | LBJ
570-214 | 设备 | 红外光谱仪 | SP10 | 光谱范围：7000 to 350 cm-1（ KBr窗片,KBr分束器） | （1）光谱分辨率：0.5cm-1 （2）波数精度：0.1cm-1 （3）波数重复性：0.01cm-1 | 送检 | Y
574-669 | 设备 | 人工电源网络 | PVDC8301 | 频率9kHz-30MHz ，阻抗，相角，电压分压系数 | 扩展不确定度0.2dB | 送校 | Y
D573-036 | 设备 | 橡胶回弹试验机 | CJ-6A | 0～100％ | ±0.5％ | 送校 | Y
572-056 | 设备 | 雾化测试仪 | FT-F1 | 室温到200℃ | ±0.5℃ | 送校 | Y
573-286 | 设备 | 电子天平 | XS205DU | 0～210g | 0.01mg | 送检 | Y
570-204 | 设备 | 1立方VOC排放试验舱 | VCE 1000 classic | （1）温度范围：20℃～130℃ （2）湿度范围：5%RH～95%RH （3）解析附温度：最高240℃ （4） 运行模式：动态/静态 （5）载气交换率：0.1-2.0试样箱容积/h （6）加热速率：平均1.5K/min加热到65℃ （7）冷却速率：平均1.3K/min从65℃冷却至20℃ （8）试验箱容积：宽750mm×深1630mm×高750mm | （1）温湿度精度：±0.1℃～±0.3℃，±1%RH～±3%RH | 送检 | Y
571-178 | 设备 | 镀层测厚仪 | FMP100 | 0~400μm | 1μm | 送检 | Y | LBJ
571-174 | 设备 | 电解测厚仪 | DJG-G | （1）测量范围： 0～120μm （2）测试尺寸：φ2.4mm、φ1.7mm （3）电位范围： 0～3000mv | （1）示值误差：≤±10% （2）分辨率：金、装饰铬0.01μm；其它镀种0.1μm （3）电位精度：0.01mv |  | Y | LBJ
570-145 | 设备 | 碎石冲击仪 | 1 |  |  |  | Y | LBJ
573-618 | 设备 | 铅笔划痕测试仪 | VF2377 |  |  | 送检 | Y | LBJ
573-512 | 设备 | 空气流量计 | 573-512 | 0~1200 kg/h | ≤±1%FS | 送检 | Y
573-042 | 设备 | 空气流量计 | 573-042 | 0~1200kg/h | ≤±1%FS | 送检 | Y
572-043 | 设备 | 空气流量计 | 572-043 | 0~2400kg/h | ≤±1%FS | 送检 | Y
573-479 | 设备 | 空气流量计 | 573-591 | 0~2400kg/h | ≤±1%FS | 送检 | Y
573-239 | 设备 | 摩托车排放性能底盘测功机 | RPL1219/11S3M2/APM50 | 转台直径8.2m 转台max负荷5000kg 转鼓直径955mm 最高车速200km/h 转鼓max轴荷3000kg | 转矩：0.15% 速度：0.14% | 内部校准 | Y
573-471 | 设备 | 摩托车排放性能底盘测功机 | Roadsim 25 |  |  | 内部校准 | Y
570-102 | 设备 | 定容取样系统 | CVS-7100 | 流量：3.6l/min | ±2% | 比对 | Y
570-103 | 设备 | 摩托车排气分析系统 | MEXA-7400HEGR | CO:0-5000 10-6 NOx:0-10000 10-6 CO2：0-6% | ±1.0%FS | 比对 | Y
D573-096 | 设备 | 轮胎气压表 |  |  |  | 内部校准 | Y
570-179 | 设备 | 排气分析仪 | MEXA-584L | CO：0.00%vol～10.00%vol HC：0～10000ppmvol,或0～20000ppmvol*2（作为己烷换算值） CO2：0.00% vol～ 20.00% vol AFR：10.0～30.0 LAMBDA：0.000～9.999 O2：0.00% vol～25.00%vol NO：0 ppmvol ～ 5000 ppmvol 发动机转速（RPM）：0 rpm ～ 9990 rpm（准确的线性转速范围为200rpm ～ 6000rpm 油温（TEMP）：0 ℃ ～ 150℃ | CO：0.01%vol HC（注2）：1ppmvol（介于0ppmvol～2000ppmvol之间）；10ppmvol（介于2000ppmvol～10000ppmvol） CO2：0.02%vol AFR：0.1 LAMBDA：0.001 O2：0.01%vol NO:1ppmvol RPM：10rpm*3 TEMP：1℃ | 比对 | Y
573-401 | 设备 | 摩托车耐久底盘测功机 | CDR-3A | 最高测试车速：100(km/h) 排量50-254cc的摩托车 | 车速控制精度5% 油门开度控制精度：1% 道路阻力控制进度：5% | 内部校准 | Y
573-329 | 设备 | 摩托车排放耐久底盘测功机 | CDR-3 | 最高测试车速：100(km/h) 排量50-250cc的摩托车 | 车速控制精度5% 油门开度控制精度：1% 道路阻力控制进度：5% | 内部校准 | Y
573-330 | 设备 | 摩托车排放耐久底盘测功机 | CDR-3 | 最高测试车速：100(km/h) 排量50-251cc的摩托车 | 车速控制精度5% 油门开度控制精度：1% 道路阻力控制进度：5% | 内部校准 | Y
573-331 | 设备 | 摩托车排放耐久底盘测功机 | CDR-3 | 最高测试车速：100(km/h) 排量50-252cc的摩托车 | 车速控制精度5% 油门开度控制精度：1% 道路阻力控制进度：5% | 内部校准 | Y
573-332 | 设备 | 摩托车排放耐久底盘测功机 | CDR-3A | 最高测试车速：100(km/h) 排量50-253cc的摩托车 | 车速控制精度5% 油门开度控制精度：1% 道路阻力控制进度：5% | 内部校准 | Y
573-238 | 设备 | 摩托车排放耐久底盘测功机 | RPL648/12C15M3/APM55 | 转台直径8.2m 转台max负荷5000kg 转鼓直径955mm 最高车速200km/h 转鼓max轴荷3000kg | 转矩：0.15% 速度：0.14% | 内部校准 | Y
591-004 | 设备 | 底盘测功机 | 30kW-CHDY | 0~37kW | 扭矩:±0.5%FS 转速:±0.2%FS | 内部校准 | Y
D572-139 | 设备 | 红外测温仪 | DT8011T | 1500℃ | 0.5%FS | 送校 | Y
579-046 | 设备 | 车辆动态性能测试系统 | DATRON | V：0-250km/h F：0.5-60l/h | V：±0.2% F：±0.5%S:0.1% | 内部校准 | Y
D573-095 | 设备 | 空盒气压表 | DYM3 | 800-1064hPa | ±2.0hPa | 送检 | Y
573-522 | 设备 | 三杯风向风速表 | FYF-1 | 量程:0~25m/s; 分辨率:0.1m/s | ±(0.3+0.03V)m/s (V为被测风速值) | 送检 | Y
D576-025 | 设备 | 电子秒表 | J9-1 | 0-23h59min59.99s | ±5s/24h | 送检 | Y
579-065 | 设备 | 整车安全检测线 | / | / | / | 内部校准 | Y
570-100 | 设备 | 不透光度计 | NHT-3 | 不透光度(N) : 0 ~ 99.99% 吸收系数(k): 0 ~ 99.99m-1 转 速 : 100 ~ 20000 rpm | 不透光度(N):0.1% 光吸收系数(k)：0.01m-1 转速:1rpm | 送检 | Y
578-025 | 设备 | 声级计 | BK2250L | 16.4-140db | 1级 | 送校 | Y
578-026 | 设备 | 声级计 | BK2250L | 16.4-140db | 1级 | 送校 | Y
578-013 | 设备 | 标准声源发生器 | 4231 | 校准频率 1000 Hz | ±0.2dB | 送检 | Y
D572-093 | 设备 | 数字温度仪 | DM-6902 | 0-800℃ | ±0.5% | 内部校准 | Y
577-058 | 设备 | 手持照度计 | T-10A | 0.01～299,900 lx；0.001～29,990 fcd | ±3% | 送检 | Y
D571-374 | 设备 | 游标卡尺 | 0-200mm | 0-200mm | 1级 | 送检 | Y
D573-172 | 设备 | 扭力扳手 | DD280N | 0~280N | 1级 | 送校 | Y
D573-132 | 设备 | 扭力扳手 | DB6N | 0-6N.m | 1级 | 内部检定 | Y
D576-024 | 设备 | 电子秒表 | J9-1 | 0-23h59min59.99s | ±5s/24h | 送检 | Y
D571-210 | 设备 | 外部突出物滚柱 |  |  |  | 内部校准 | Y
D571-213 | 设备 | 半径样板 | R1-R25 | R1-R25 | ±5% | 内部校准 | Y
D573-122 | 设备 | 拉力计 |  |  |  | 内部校准 | Y
D571-202 | 设备 | 方向把转角测量仪 |  |  |  | 内部校准 | Y
D571-177 | 设备 | 条式水平仪 | ST150 |  |  | 内部校准 | Y
577-006 | 设备 | 光通量测试台 | GT-A |  |  | 内部校准 | Y
D576-022 | 设备 | 电子秒表 | J9-1 | 0-23h59min59.99s | ±5s/24h | 送检 | Y
D573-106 | 设备 | 轮胎气压表 |  |  |  | 内部校准 | Y
D571-233 | 设备 | 组合角尺 |  |  |  | 内部校准 | Y
D571-301 | 设备 | Φ100检具 |  |  |  | 内部校准 | Y
D571-292 | 设备 | 钢直尺 | 1M | 1m | / | 送检 | Y
D576-021 | 设备 | 电子秒表 | J9-1 | 0-23h59min59.99s | ±5s/24h | 送检 | Y
D572-036 | 设备 | 数字温度显示计 | WMY-01 | 0-300℃ | ±0.5% | 送检 | Y
573-120 | 设备 | 扭矩测试系统 | DK38.D20 |  |  | 内部校准 | Y
573-528 | 设备 | 乘用车内部凸出物测量装置（2） | 专用 | —— | —— | 内部检定 | Y | ZC1
573-010 | 设备 | 轴荷仪 | TCS-300 | 0-300kg | 1级 | 送检 | Y
574-316 | 设备 | 直流稳压电源 | PBA100-120A | 0-100V DC | ±0.2VDC | 内部校准 | Y
574-174 | 设备 | 交直流耐压测试仪 | 19073 | 0-2000V | 电压0.05% 电流0.2% 电阻1.2% | 送检 | Y
573-365 | 设备 | 电动摩托车洗车及雨淋试验装置 | / | 流量：0~15L/min | / | 内部校准 | Y
574-308 | 设备 | 数字功率表 | 8775B1 | 0-99999.9kWh | ±0.2% | 送校 | Y
574-242 | 设备 | 精密万用表 | 8808A | 直流电压：0~1000V | ±0.5% | 送检 | Y
D574-139 | 设备 | 绝缘电阻测试仪 | 1508 | 0.1MΩ~10.0GΩ | ±1.5% | 送检 | Y
D574-141 | 设备 | 试验球线棒 | φ2.5mm |  |  | 送校 | Y
D574-108 | 设备 | 数字直流稳压电源 | GPS-3030D |  |  | 内部校准 | Y
574-307 | 设备 | 数字电参数测量仪 | 8775B1 | 0-99999.8kWh | ±0.1% | 送校 | Y
D572-158 | 设备 | 温湿度表 | HM10 | (-25～45)℃ 0-100% RH | ±0.5% ±5% | 送校 | Y
D573-289 | 设备 | 2合1轮胎胎压计 | 62701 | 3.0-99.5 PSI | ±1.5PSI | 内部校准 | Y
570-184 | 设备 | 小型通用汽油机排放分析系统 | MEXA-7200D&CVS-7200S | CO:0-5000 10-6 NOx:0-10000 10-6 CO2：0-6% | ±1.0%FS | 比对 | Y
573-287 | 设备 | 摩托车发动机台架试验系统 | RE 10 | / | / | 送检 | Y
573-288 | 设备 | 摩托车发动机台架试验系统 | RE 45 | / | / | 送检 | Y
573-484 | 设备 | 交流电力测功机 | VACD-11C | 最大功率转速：3000-6000r/min 最大扭矩：35Nm | 转速精度：±0.2% 扭矩精度：±1% | 送检 | Y
D573-090 | 设备 | 手持风速仪 | EDK-1A | 0-25m/s | ±(±0.3+0.03V)m/s | 送校 | Y
D573-102 | 设备 | 空盒气压表 | DYM3 |  |  | 内部校准 | Y
D573-093 | 设备 | 空盒气压表 | DYM3 | 800-1064hPa | ±2.0hPa | 送检 | Y
D571-445 | 设备 | 数显倾角仪 | 76486 | 0～90°×0.1° | ±0.1° | 送检 | Y
D572-089 | 设备 | 数字温度仪 | DM-6902 | 0-800℃ | ±0.5% | 内部校准 | Y
573-011 | 设备 | 轴荷仪 | TCS-300 | 0-300kg | 1级 | 送检 | Y
573-012 | 设备 | 轴荷仪 | TCS-300 | 0-300kg | 1级 | 送检 | Y
D573-114 | 设备 | 计价电子称 | 0CS5 |  |  | 内部校准 | Y
591-006 | 设备 | 摩托车油箱试验台 |  |  |  | 内部校准 | Y
D571-467 | 设备 | 电子数显卡尺 | 0-200mm | 0-200mm | 0.02mm | 内部校准 | Y
573-585 | 设备 | 标准测力系统 | U2B-10KN/scout55 | 0-10kN | 0.5%FS | 送校 | Y
573-483 | 设备 | 交流电力测功机 | ACD-30C | 转速：9000 r/min 扭矩：10N.m 油耗：2.5，2.5，5，10ml， 时间：±0.05% 垫片温度：300℃ 机油温度：150℃， | 转速：±0.2%； 扭矩：±1%； 油耗：±1%； 时间：±0.01S； 垫片温度：±5℃； 机油温度：±1℃； | 送校 | Y
D571-195 | 设备 | 百分表 | 0-5mm | 0-5mm | 1级 | 内部校准 | Y
D571-196 | 设备 | 百分表 | 0-5mm | 0-5mm | 1级 | 内部校准 | Y
D576-029 | 设备 | 秒表 | JD-3A | 1h | 0.02S | 送检 | Y
D573-111 | 设备 | 转速表 | SE-1100 | 100-20000r/min | ±1r/min | 内部校准 | Y
D573-110 | 设备 | 电子天平 | PB3002 | 0.5～100g | 1级 | 内部校准 | Y
572-053 | 设备 | 高温试验箱 | PTC2010-MU |  |  | 内部校准 | Y
572-002 | 设备 | 温度试验箱 | WD4005 | -40℃-100℃ | ±0.5% | 送校 | Y
D573-123 | 设备 | 尖锤冲击试验台 | JS-01 | 30J | / | 内部校准 | Y
D574-076 | 设备 | 万用表 | 15B | / | / | 内部校准 | Y
573-215 | 设备 | 车速里程表校验仪 | CST |  |  | 内部校准 | Y
573-216 | 设备 | 汽车、摩托车电子仪表校验仪 | DZY | 10-9999Hz 1.0-999.9Hz |  | 内部校准 | Y
573-095 | 设备 | 里氏硬度计 | EQUOTIP |  |  | 内部校准 | Y
D571-205 | 设备 | 千分表 | 0-25mm | 0-25mm | 1级 | 内部校准 | Y
D571-419 | 设备 | MT型轮辋用球带尺校准环规 | MT 13M/C Ф6 | MT 13M/C Ф6 | / | 送校 | Y
573-228 | 设备 | 摩托车轻合金车轮弯曲疲劳试验机 | XWST | 0-800r/min 0-800N·m | ±1% | 内部校准 | Y
573-230 | 设备 | 摩托车轻合金车轮径向疲劳试验机 | JWST | 0-800r/min 0-8KN | ±1% | 内部校准 | Y
573-231 | 设备 | 摩托车轻合金车轮径向冲击试验机 | CJS2005 | / | ±2% | 内部校准 | Y
573-229 | 设备 | 摩托车轻合金车轮扭转疲劳试验机 | YWST | 0-1000N·m | ±1% | 内部校准 | Y
573-232 | 设备 | 摩托车轻合金车轮气密性试验台 | MCLQM |  |  | 内部校准 | Y
591-008 | 设备 | 微机控制摩托车制动器综合试验台 | MZW-31.5 | 理论模拟量范围：2.925-31.5 N·m·s2 理论模拟惯量级差： 0.225 N·m·s2 主轴转速范围：100-1200rpm无级可调 模拟风速范围：0-500N三档示值精度各档20%FS起≤±1% 模拟制动力范围：0-1300 N·m三档示值精度各档20%FS起≤±1% 温度测量范围： 0-600℃ | 1级 | 送校 | Y
579-054 | 设备 | 空气滤清器性能试验台 | AF1000 | (0.15～15)m3/min | 空气流量：±1.5％ | 送校 | Y
796-006 | 设备 | 理化箱 | LG050B | 200℃ | / | 送校 | Y
573-034 | 设备 | 微量天平 | TG-332A |  |  | 内部校准 | Y
D571-470 | 设备 | 钢卷尺 | 5m | 5m | 1mm | 送检 | Y
D571-468 | 设备 | 电子数显卡尺 | 0-200mm | 0-200mm | 0.02mm | 内部校准 | Y
573-263 | 设备 | 减震器试验台 | 850 |  |  | 内部校准 | Y
574-099 | 设备 | 摩托车电装品综合测试台 |  |  |  | 内部校准 | Y
D574-131 | 设备 | LCR数字电桥 | TH2811D | 直流电压（DCV）1mV~1000V; 交流电压（ACV）1mV~750V; 直流电流（DCI）1uA~10A; 交流电流（ACI）1uA~10A; 电阻 0.001Ω~15MΩ | / | 比对 | Y
573-411 | 设备 | 电机综合测试系统 | MCT-E5 | 最大5000W、400N；2000r/min | 扭矩±0.5%F.S；转速：±0.2% | 内部校准 | Y
574-196 | 设备 | 功率分析仪 | WT230 | DC测量：0.5-100kHz | 0.10% | 送检 | Y
D573-124 | 设备 | 电子秤 | ACS-HGM(0-20)KG | (0-20)KG | / | 内部校准 | Y
D574-140 | 设备 | 铰接试指 | SZ-1 | ±0.5 | 0.19 | 内部校准 | Y
D571-376 | 设备 | 电子数显外径千分尺 | 50-75mm/0.001mm | 50-75mm | 0.001mm | 送检 | Y
573-435 | 设备 | 汽车操控部件柔性测试系统 | / | 2kN，0-250mm | 0.05%FS | 内部校准 | Y
JML-1508-8 | 设备 | 玻璃式流量计 | FLUKE-62 | / | / | 送检 | Y
573-616 | 设备 | 冲击重锤 | / | 22.5kg | / | 内部校准 | Y
D574-118 | 设备 | 钳形电流表 | 365 | 0-200A | 2%±5位数 | 内部校准 | Y
573-586 | 设备 | 小通机耐久试验控制系统 | SHCF-ET1.0 | / | / | 送检 | Y
573-623 | 设备 | 电平衡车底盘测功机 | ESBVT-1000 | 最大轮距：600mm | / | 送检 | Y
1 | 设备 | 三坐标 | Prismo Navigator9/18/7 | (900*1800*650)mm | (0.9+L/400)µm | 送校 | Y | ①
570-238 | 设备 | 便携式氢气泄漏检测仪 | 0ppm~100LEL 响应时间< 1s |  |  |  | Y
574-227 | 设备 | 单体电池性能测试系统 | MCT300-05-4ME |  |  |  | Y
572-118 | 设备 | 小型环境箱 | GDW/JB-1000 |  |  |  | Y
574-398 | 设备 | BMS测试系统 | BMS-10V2A-150S-500A |  |  |  | Y
574-490 | 设备 | 电池包充放电设备 | 600A-1000V-160KW/1200A-1000V-320KW |  |  |  | Y
574-546 | 设备 | 六位半数字万用表（含热电偶） | GDM-8261A |  |  |  | Y
573-746 | 设备 | 电子计重秤（防爆箱） | YHC-LOB 2Kg-100Kg |  |  |  | Y
579-225 | 设备 | 电池包跌落试验台 | BPD-II |  |  |  | Y
572-131 | 设备 | 步入式环境箱 | GDW/JB-12M3 |  |  |  | Y
579-224 | 设备 | 电池包海水浸泡试验箱 | BE-8209 |  |  |  | Y
D574-144 | 设备 | 绝缘电阻测试仪 | 1508 |  |  |  | Y
574-497 | 设备 | 绝缘耐压仪 | 19073 |  |  |  | Y
574-545 | 设备 | 可编程直流电源 | Sorensen SGX500X20D-0ASAR |  |  |  | Y
573-824 | 设备 | 电子天平 | EX35001ZH |  |  |  | Y
574-495 | 设备 | 毫欧姆表 | 16502 |  |  |  | Y
573-836 | 设备 | 电动振动试验系统 | DC-1000-15 |  |  |  | Y
571-237 | 设备 | 激光雷达试验设备标定系统（含精密转台、导轨） | 转台 URS150BCC |  |  |  | Y
571-238 | 设备 | 全站仪（激光雷达试验设备标定系统） | NET05AXII KG0537 |  |  |  | Y
571-239 | 设备 | 激光回波模拟器（含电动滑块组合测试系统） | CETC-HBQ19-1 |  |  |  | Y
571-240 | 设备 | 激光雷达收发组件测试系统（含DELL服务器） | GCM-1107M/GCM-830303M |  |  |  | Y
571-241 | 设备 | 光功率计（激光雷达收发组件测试系统含探头） | 1936-R |  |  |  | Y
571-242 | 设备 | 激光回波模拟器 | / |  |  |  | Y
572-203 | 设备 | 玩具综合燃烧测试仪 | TTech-DIN71-2A |  |  |  | Y
579-162 | 设备 | 电热恒温水槽 | HWS-360 |  |  |  | Y
573-811 | 设备 | 燃油箱渗透性测试天平（防爆高精度工业天平） | ISEDE-64-H |  |  |  | Y
570-245 | 设备 | MINI密闭蒸发综合试验系统 | SHED-511V 1500(W)x1500(L)x2000(H)mm |  |  |  | Y
574-118 | 设备 | 直流电源 | 60V/100A |  |  |  | Y
574-117 | 设备 | 直流电源 | 60V/100A |  |  |  | Y
574-208 | 设备 | 直流稳压电源 | N8735A |  |  |  | Y
574-331 | 设备 | 直流电源 | IT22600-70 |  |  |  | Y
572-178 | 设备 | 环境箱 | EEXTH340U |  |  |  | Y
574-610 | 设备 | 安规综合测试仪 | SE 7430 |  |  |  | Y

## 实验室能力大类
大类别编号 | 类别名称 | 类别名称(英) | 父类别名称 | 父类别名称(英) | ID
1 | 1、整车 | Finished Automobiles | 一、汽车 | Motor vehicles | 9f1251c223a44de1af2e44ce94a0d1a3
1 | 1、整车 |  | 一、汽车 |  | fce7b73b3ede4d0c94aed4e47957a91a
2 | 2、电动汽车 | Electric vehicles | 一、汽车 | Motor vehicles | d686bb01d90f4720af0f8fbe6fef0a3f
2 | 2、电动汽车 |  | 一、汽车 |  | d676cf56305b43e880ebc59e51d0f27d
3 | 3、混合动力电动汽车 | Hybrid electric vehicles | 一、汽车 | Motor vehicles | 239e19b18a5b4087a8d12ac559df8902
3 | 3、混合动力电动汽车 |  | 一、汽车 |  | 95d264344b914a42b9842bd3f7ed3c91
4 | 4、燃料电池电动汽车 |  | 一、汽车 |  | 04449a1f01a5437c949175ae27bfdb20
4 | 7、汽车零部件（环境试验） |  | 三、汽车零部件 |  | d7f78db042564943bc392498b0f2fda9
5 | 4、燃料电池电动汽车 | Fuel cell electric vehicles | 一、汽车 | Motor vehicles | 6602f7bb03ee4bfea3591b4b54985ee0
5 | 1、厢式类专用车 |  | 二、专用汽车 |  | 4e12fed5073541c8aef253aeb79d15a7
6 | 1、厢式类专用车 | Special goods van | 二、专用汽车 | Special purpose vehicle | ba5fb23f8e9d45b3894ef9f485adf993
6 | 2、罐式类专用车 |  | 二、专用汽车 |  | 028a4a9c06524dfbb37afa8d603a7677
7 | 2、罐式类专用车 | Special goods tanker | 二、专用汽车 | Special purpose vehicle | a21d4e706120491d8e78170ef9d9dc0b
7 | 3、起重举升类专用车 |  | 二、专用汽车 |  | a4415760a04c4873a5129e3f918667cd
8 | 3、起重举升类专用车 | Crane/lift truck | 二、专用汽车 | Special purpose vehicle | 2fd51c2ff823460ba7da7ffd219d925d
8 | 4、特种结构类专用车 |  | 二、专用汽车 |  | 8f74ffadd97e420b86ef4609ce5103f0
9 | 1、摩托车整车 | Finished motorcycles | 六、摩托车和轻便摩托车 | Motorcycles and mopeds | f9f9a0bc2cdc470191e6c368086e5a4e
9 | 5、营运车辆 |  | 二、专用汽车 |  | 47e5085bd292495fb0a7024d55a0093e
10 | 4、特种结构类专用车 | Special construction vehicle | 二、专用汽车 | Special purpose vehicle | b2ddf2bc8b95433a800d2d80f29af4b6
10 | 6、自卸类专用车 |  | 二、专用汽车 |  | a541f548e04a49999686b18c1c3394b4
11 | 5、营运车辆 | Commercial viecle | 二、专用汽车 | Special purpose vehicle | dd3c224ddd4d4e238c179e9fec36b1f6
11 | 1、发动机总成及辅助系统、附件 |  | 三、汽车零部件 |  | 2966427456294a1ab9f1dab39d47070f
12 | 6、自卸类专用车 | Special tipper | 二、专用汽车 | Special purpose vehicle | 83e3be9fbcaf4664b3089fb9da82f000
12 | 2、电动汽车动力系统 |  | 三、汽车零部件 |  | 36f89eb5868d45f0a972642b8893ec7a
13 | 1、发动机总成及辅助系统、附件 | Engines on vehicles and auxiliary systems, accessories | 三、汽车零部件 | Auto parts | 31a30612d3d44ebfb0c77dd36b93d214
13 | 3、车身及附件 |  | 三、汽车零部件 |  | 55dfc618c58543d79e02093855332887
14 | 2、电动汽车动力系统 | Special system for electric vehicles | 三、汽车零部件 | Auto parts | 9c0325cec18341b7922d862aec0f9a4c
14 | 4、汽车底盘 |  | 三、汽车零部件 |  | 5f755c3254d74e4da0041b9a1ee87ebf
15 | 3、车身及附件 | Automotive body and accessories | 三、汽车零部件 | Auto parts | 20ec2378984249538e9eab36b9571715
15 | 5、汽车电器及信息系统 |  | 三、汽车零部件 |  | 4adda5af164a49eaae906dbffc0c2a0c
16 | 4、汽车底盘 | Automotive chassis | 三、汽车零部件 | Auto parts | 562e3c115beb49eabbdb3b5ad9b920ec
16 | 6、燃气汽车专用装置 |  | 三、汽车零部件 |  | f7c51b723ac544c5ab11678cafed54f6
17 | 5、汽车电器及信息系统 | Automotive electrical and information systems | 三、汽车零部件 | Auto parts | c066dfadccb44a04baffcdefa071dba9
18 | 6、燃气汽车专用装置 | Special equipment for gas vehicle | 三、汽车零部件 | Auto parts | b437e8dae0134952b6003dd88ec8f645
18 | 8、汽车零部件（电磁兼容） |  | 三、汽车零部件 |  | a50eed9981064a2f812a8fa5f7ed9994
19 | 7、汽车零部件（环境试验） | Car parts(Environmental testing) | 三、汽车零部件 | Auto parts | 49341a204c214c5089773bce38009756
19 | 9、汽车用材料及其制品 |  | 三、汽车零部件 |  | a5763bd456de43f59959d85cf443ec71
20 | 8、汽车零部件（电磁兼容） | Car parts(EMC) | 三、汽车零部件 | Auto parts | d77f9fb5593a4461974a98b4b208ec3f
20 | 1、发动机总成及辅助系统、附件 |  | 四、动力机械设备 |  | cd342ef53b00494b83872d0542060c28
21 | 9、汽车用材料及其制品 | Materials for automobile | 三、汽车零部件 | Auto parts | eb48fddd37db4d418cf87bf69618a25b
21 | 1、电子电气产品（电磁兼容） |  | 五、电子电器产品 |  | 2d414c3a196041bf8f479cb86675374b
22 | 1、发动机总成及辅助系统、附件 | Engines and auxiliary systems, accessories | 四、动力机械设备 | Power machinery | 77f9dbad1bff464e8a6bd91f5ae7243a
22 | 1、摩托车整车 |  | 六、摩托车和轻便摩托车 |  | 4f33924752dd428bbd505cfb41697a97
23 | 1、电子电气产品（电磁兼容） | Electronic electrical products | 五、电子电器产品 | Electronic electrical products | cc6076cf8934454e9448e578ca5afb25
23 | 2、全地形车 | All terrain vehicles | 六、摩托车和轻便摩托车 | Motorcycles and mopeds | bcdd82fa5cf94749ac824d22387c8519
23 | 2、全地形车 |  | 六、摩托车和轻便摩托车 |  | 4de5814890d0476cb455d95d4ff54d2a
24 | 1、摩托车整车 | Finished motorcycles | 六、摩托车、助力车及部件 | Motorcycles ,power assistant vehicle and parts | ec0dac7665cc4775820eef2cfdf4878a
24 | 3、摩托车零部件（含发动机系统） | Motorcycle parts | 六、摩托车和轻便摩托车 | Motorcycles and mopeds | 53278c2468844d47a1fd4b1344484480
24 | 3、摩托车零部件（含发动机系统） |  | 六、摩托车和轻便摩托车 |  | d339a0a245ef4af0b7e7321ce43b65f1
25 | 2、全地形车 | All terrain vehicles | 六、摩托车、助力车及部件 | Motorcycles ,power assistant vehicle and parts | e6c8744f2b8a42bf919c1168572f865b
25 | 4、机动轮椅车 | Combustion-motor-driven wheelchairs | 六、摩托车和轻便摩托车 | Motorcycles and mopeds | 54bd0a00393f497fbe06fc539e745805
25 | 4、机动轮椅车 |  | 六、摩托车和轻便摩托车 |  | ab3702311f9f40f789303d85fb01830a
26 | 3、摩托车零部件（含发动机系统） | Motorcycle parts | 六、摩托车、助力车及部件 | Motorcycles ,power assistant vehicle and parts | 9c069583cdbf4c54abe39e71199f60a9
26 | 5、电动摩托车动力系统 | Electric motorcycles | 六、摩托车和轻便摩托车 | Motorcycles and mopeds | 331672541b2949baa5f7ec08d15d0986
26 | 5、电动摩托车动力系统 |  | 六、摩托车和轻便摩托车 |  | a841f9114d024a7483a3e3ae1943d935
27 | 4、机动轮椅车 | Combustion-motor-driven wheelchairs | 六、摩托车、助力车及部件 | Motorcycles ,power assistant vehicle and parts | cbcf2601e8aa42e194c7dfecbc9ea851
27 | 6、电动自行车 | Electric bicycles | 六、摩托车和轻便摩托车 | Motorcycles and mopeds | b5521d3029ef42fc9800aebc86e87606
27 | 6、电动自行车 |  | 六、摩托车和轻便摩托车 |  | 6ad06d102886480ea85a9bfab5a7f4db
28 | 5、电动摩托车动力系统 | Electric motorcycles | 六、摩托车、助力车及部件 | Motorcycles ,power assistant vehicle and parts | 0515be0665e84ab7aeb3e700c255fff0
28 | 7、电动平衡车 | Electric balancing scooter | 六、摩托车和轻便摩托车 | Motorcycles and mopeds | 3f84efd3424641ea9065da807c9a86f6
28 | 7、电动平衡车 |  | 六、摩托车和轻便摩托车 |  | c9c738a4356c40eea2dce0ffd3319346
29 | 6、电动自行车 | Electric bicycles | 六、摩托车、助力车及部件 | Motorcycles ,power assistant vehicle and parts | 88745b9f0985499c8294969ffd924bbb
30 | 7、电动平衡车 | Electric balancing scooter | 六、摩托车、助力车及部件 | Motorcycles ,power assistant vehicle and parts | 64d50a89b39b4247ae481c349adc7dd3

## 检测能力范围（样例）
检测对象 |  |  |  | 项目/参数 |  |  |  |  | 方法标准
对象名称 | 对象名称(英文) | 能源之星 | 是否包含全部/部分参数 | 参数名称 | 参数名称(英文) | 是否全部参数 | 领域代码 | 子目录附表2展开 | 方法名称 | 方法名称(英文) | 依据标准号 | 依据标准号(英文) | 条款号 | 条款号(英文) | 说明 | 说明(英文) | 备注1 | 备注1(英文) | 检测开展日期 | 近两年检测次数 | 设备编号
面膜 | Skin mask |  |  | 全部参数 | All Parameters | Y | 0229 |  | 面膜 | Skin mask | QB/T 2872-2007 | [5 empty] | 变更 |  |  | 2008
|  |  |  | 感官指标 |  |  | 0305 |  | 面膜 | Skin maskq | QB/T 2872-2007q |  | 5.1 |  |  |  | 扩项 |  |  |  | 1
|  |  |  | pH（25℃） |  |  | 0305 |  | 面膜 | Skin maskw | QB/T 2872-2007e |  | 5.1 |  |  |  | 其它 |  |  |  | 2,3

## 设备标准物质（样例）
设备编号 | 类型 | 名称 | 型号规格 | 测量范围 | 规格种类①扩展不确定度 ②最大允差 ③准确度等级 | 溯源方式 | 是否确认 | 备注2
1 | 设备 | 超高液相色谱（液相串联质谱仪） | TQD UPLC | 流速范围：（0.010～2.000）mL/min | ①检出限：8.1×10-10g/mL[萘] | 送校
2 | 设备 | 气相色谱仪 | 6890N | 流量范围:(0.5～1.5)mL/min | ①检出限:3.1×10-11g/s | 送校
3 | 设备 | 液相色谱仪 | 126090 | 流量范围:(0.5～1.5)mL/min | ①检出限：1.8×10-9g/mL[萘] | 送校

## 实验室能力大类（样例）
大类别编号 | 类别名称 | 类别名称(英) | 父类别名称 | 父类别名称(英)
1 | 1、轿车类 | 1、The car class | 一、汽车类 | Motor vehicles
2 | 2、卡车类 | 2、The truck class | 一、汽车类 | Motor vehicles

## test
一般要求 | 5.1
工作环境要求 | 5.2 | D572-113 | 机械式温湿度计 | HM10 | 湿度：10%-97%温度：-80-45℃ | 温度：0.15℃DP(k=2)湿度：1.0%RH（k=2） | 送校
室温放电容量 | 5.3.1 | D572-113 | 机械式温湿度计 | HM10 | 湿度：10%-97%温度：-80-45℃ | 温度：0.15℃DP(k=2)湿度：1.0%RH（k=2） | 送校
室温放电容量 | 5.3.1 | 574-170 | 动力电池模块测试系统 | BNT100-060-3ME | 充/放电电压：0～60VDC 充/放电电流：-100A～100A 温度采集通道输入温度范围：-40～+150℃ | 温度：±1℃ 电压：不低于0.1%（RS﹢FS） 电流：不低于0.1%（RS﹢FS） | 送校
室温放电容量 | 5.3.1 | 574-321 | 电池测试及模拟设备 | E-storage 2.0 | 输出电压：50.02-800.18测量电压50.02-800.18充电电流49.95-600.58放电电流-50.05--600.54 | 电压：Urel=0.10%（k=2）电流Urel=0.10%（k=2） | 送校
单体及模块电性能 | 5.3.2 | JMD-089-4 | 数字万用表 | T1H6102 | （1） 直流电压：0~1000V （2） 交流电压：0~1000V （3） 直流电流：0~10A （4） 交流电流：0~10A | （1）直流电压：0.5%+3 （2）交流电压：1.0%+3（3）直流电流：1.5%+3（4）交流电流：1.5%+3 | 送检
单体及模块电性能 | 5.3.2 | JMC-173-4 | 钢直尺 | 杭州金南工量具有限公司（银花牌） | 1000mm | 1mm | 送校
单体及模块电性能 | 5.3.2 | JML-1704-4 | 电子台秤 | TCS-150 | 1kg-150kg | ±50g | 送检
单体及模块电性能 | 5.3.2 | 574-169 | 动力电池单体测试系统 | UBT100-05-8ME | 充/放电电压：0～5VDC 充/放电电流：-100A～100A 温度采集通道输入温度范围：-40～+150℃ | 温度：±1℃ 电压：不低于0.1%（RS﹢FS） 电流：不低于0.1%（RS﹢FS） | 送校
单体及模块电性能 | 5.3.2 | 574-170 | 动力电池模块测试系统 | BNT100-060-3ME | 充/放电电压：0～60VDC 充/放电电流：-100A～100A 温度采集通道输入温度范围：-40～+150℃ | 温度：±1℃ 电压：不低于0.1%（RS﹢FS） 电流：不低于0.1%（RS﹢FS） | 送校
单体及模块电性能 | 5.3.2 | 572-120 | 高低温湿热试验箱 | GDW/JB-1000 | -40℃～+150℃；20%～98%r.h | 温度均匀度：≤2℃；波动度：≤±0.52℃；湿度误差：+2/-3%r.h | 送检
单体及模块电性能 | 5.3.2 | 576-004 | 振动台 | KD-3 | 频率范围： 5~5000Hz 扫频速率： 线性 0.01~100Hz/s 指数0.01~100oct/min 传感器输入灵敏度：1.00~9.99pc/ms-2 加速度： 1~3000m/s2（5~5KHz） 速度： 0.1~100dm/s（5~5KHz） 位移： 0.1~100mmp-p（5~850Hz） 位移×0.1： 0.01~30mmp-p（15~2700Hz） | 测量精度：≤5% 压缩精度：≤±1.5dB | 送校
单体及模块电性能 | 5.3.2 | D572-113 | 机械式温湿度计 | HM10 | 湿度：10%-97%温度：-80-45℃ | 温度：0.15℃DP(k=2)湿度：1.0%RH（k=2） | 送校
循环寿命 | 5.3.3 | D572-113 | 机械式温湿度计 | HM10 | 湿度：10%-97%温度：-80-45℃ | 温度：0.15℃DP(k=2)湿度：1.0%RH（k=2） | 送校
循环寿命 | 5.3.3 | 574-170 | 动力电池模块测试系统 | BNT100-060-3ME | 充/放电电压：0～60VDC 充/放电电流：-100A～100A 温度采集通道输入温度范围：-40～+150℃ | 温度：±1℃ 电压：不低于0.1%（RS﹢FS） 电流：不低于0.1%（RS﹢FS） | 送校
循环寿命 | 5.3.3 | 574-321 | 电池测试及模拟设备 | E-storage 2.0 | 输出电压：50.02-800.18测量电压50.02-800.18充电电流49.95-600.58放电电流-50.05--600.54 | 电压：Urel=0.10%（k=2）电流Urel=0.10%（k=2） | 送校
温度场均匀性 | 5.3.4 | 579-193 | 数据采集器 | 34972A | 读数0.0002%+量程0.0001% |  | 内部校准
温度场均匀性 | 5.3.4 | 574-170 | 动力电池模块测试系统 | BNT100-060-3ME | 充/放电电压：0～60VDC 充/放电电流：-100A～100A 温度采集通道输入温度范围：-40～+150℃ | 温度：±1℃ 电压：不低于0.1%（RS﹢FS） 电流：不低于0.1%（RS﹢FS） | 送校
温度场均匀性 | 5.3.4 | 574-321 | 电池测试及模拟设备 | E-storage 2.0 | 输出电压：50.02-800.18测量电压50.02-800.18充电电流49.95-600.58放电电流-50.05--600.54 | 电压：Urel=0.10%（k=2）电流Urel=0.10%（k=2） | 送校
温度场均匀性 | 5.3.4 | 572-070 | 高低温湿热交变试验箱 | GDW/JB-1000 | 温度范围：-40℃～+150℃、湿度范围：20%～98%r.h. | ③:平均升温速率：2.0℃～3.0℃/min（-40℃～+85℃）≥1.0℃/min（+25℃～+100℃）、平均降温速率：0.7℃～1.0℃/min（+85℃～-40℃）≥1.0℃/min（+25℃～-40℃）、温度均匀度：≤2℃、温度波动度：≤±0.5℃、湿度误差：+2/-3%r.h. | 送校
额定电压等级 | 5.3.5
蓄电池系统的绝缘电阻 | 5.3.6 | 574-160 | 耐压绝缘测试仪 | 19073 | 电压：Ac为0.05~5kV,DC为0.05~6kV;泄漏电流：0.1uA~20mA | ③:电压：1%+5V;③:泄漏电流：1.5%+5counts | 送校
蓄电池系统的绝缘电阻 | 5.3.6 | D572-113 | 机械式温湿度计 | HM10 | 湿度：10%-97%温度：-80-45℃ | 温度：0.15℃DP(k=2)湿度：1.0%RH（k=2） | 送校
高压断电保护 | 5.3.7
温度冲击 | 5.4.1 | 574-170 | 动力电池模块测试系统 | BNT100-060-3ME | 充/放电电压：0～60VDC 充/放电电流：-100A～100A 温度采集通道输入温度范围：-40～+150℃ | 温度：±1℃ 电压：不低于0.1%（RS﹢FS） 电流：不低于0.1%（RS﹢FS） | 送校
温度冲击 | 5.4.1 | 574-321 | 电池测试及模拟设备 | E-storage 2.0 | 输出电压：50.02-800.18测量电压50.02-800.18充电电流49.95-600.58放电电流-50.05--600.54 | 电压：Urel=0.10%（k=2）电流Urel=0.10%（k=2） | 送校
温度冲击 | 5.4.1 | 574-160 | 耐压绝缘测试仪 | 19073 | 电压：Ac为0.05~5kV,DC为0.05~6kV;泄漏电流：0.1uA~20mA | ③:电压：1%+5V;③:泄漏电流：1.5%+5counts | 送校
温度冲击 | 5.4.1 | 570-215 | 大型电池包温度冲击试验箱 | TSA-11625H-W | 温度范围：-40~120°C | U=1.0°C（k=2） | 内部校准
湿热循环 | 5.4.2 | 572-070 | 高低温湿热交变试验箱 | GDW/JB-1000 | 温度范围：-40℃～+150℃、湿度范围：20%～98%r.h. | ③:平均升温速率：2.0℃～3.0℃/min（-40℃～+85℃）≥1.0℃/min（+25℃～+100℃）、平均降温速率：0.7℃～1.0℃/min（+85℃～-40℃）≥1.0℃/min（+25℃～-40℃）、温度均匀度：≤2℃、温度波动度：≤±0.5℃、湿度误差：+2/-3%r.h. | 送校
湿热循环 | 5.4.2 | 574-170 | 动力电池模块测试系统 | BNT100-060-3ME | 充/放电电压：0～60VDC 充/放电电流：-100A～100A 温度采集通道输入温度范围：-40～+150℃ | 温度：±1℃ 电压：不低于0.1%（RS﹢FS） 电流：不低于0.1%（RS﹢FS） | 送校
湿热循环 | 5.4.2 | 574-321 | 电池测试及模拟设备 | E-storage 2.0 | 输出电压：50.02-800.18测量电压50.02-800.18充电电流49.95-600.58放电电流-50.05--600.54 | 电压：Urel=0.10%（k=2）电流Urel=0.10%（k=2） | 送校
湿热循环 | 5.4.2 | 574-160 | 耐压绝缘测试仪 | 19073 | 电压：Ac为0.05~5kV,DC为0.05~6kV;泄漏电流：0.1uA~20mA | ③:电压：1%+5V;③:泄漏电流：1.5%+5counts | 送校
盐雾 | 5.4.3 | 574-170 | 动力电池模块测试系统 | BNT100-060-3ME | 充/放电电压：0～60VDC 充/放电电流：-100A～100A 温度采集通道输入温度范围：-40～+150℃ | 温度：±1℃ 电压：不低于0.1%（RS﹢FS） 电流：不低于0.1%（RS﹢FS） | 送校
盐雾 | 5.4.3 | 574-321 | 电池测试及模拟设备 | E-storage 2.0 | 输出电压：50.02-800.18测量电压50.02-800.18充电电流49.95-600.58放电电流-50.05--600.54 | 电压：Urel=0.10%（k=2）电流Urel=0.10%（k=2） | 送校
盐雾 | 5.4.3 | 570-180 | 盐雾试验箱 | TMJ-9704 | 温度范围： RT-55℃,饱和--65℃ 温度波动度： ±0.1℃ (空载时) 温度偏差度： ±2℃ （空载时） 温 度 梯 度：≤2℃ 盐雾沉降量： 1-2ml/80cm2.h 盐水浓度： 5±0.5%（用户调节） 试验时间： 0～999 H、M、S;（可调） 喷雾方式： 气流喷雾式，连续/间隙任意。 |  | 送校
高海拔 | 5.4.4 | 574-170 | 动力电池模块测试系统 | BNT100-060-3ME | 充/放电电压：0～60VDC 充/放电电流：-100A～100A 温度采集通道输入温度范围：-40～+150℃ | 温度：±1℃ 电压：不低于0.1%（RS﹢FS） 电流：不低于0.1%（RS﹢FS） | 送校
高海拔 | 5.4.4 | 574-321 | 电池测试及模拟设备 | E-storage 2.0 | 输出电压：50.02-800.18测量电压50.02-800.18充电电流49.95-600.58放电电流-50.05--600.54 | 电压：Urel=0.10%（k=2）电流Urel=0.10%（k=2） | 送校
高海拔 | 5.4.4 | 579-178 | 高空模拟试验箱 | BE-8203 | 压力范围：10.0KPa—101.3KPa（可调） 工作室尺寸：1800W×2800D×1800H（mm） | 压力调节精度：0.1Kpa | 送校
防护 | 5.4.5 | 574-154 | 试验指 | SZ-1 | IPxxD | ③:一等二级 | 送校
防护 | 5.4.5 | 574-156 | 试验球线棒 | QXB-1 | IPxxBIP1x~IP4x | ③:一等二级 | 送校
防护 | 5.4.5 | 570-146 | 防尘试验箱 | TMJ-9723C | IP5X IP6X | ③:一等二级 | 送校
防护 | 5.4.5 | 574-170 | 动力电池模块测试系统 | BNT100-060-3ME | 充/放电电压：0～60VDC 充/放电电流：-100A～100A 温度采集通道输入温度范围：-40～+150℃ | 温度：±1℃ 电压：不低于0.1%（RS﹢FS） 电流：不低于0.1%（RS﹢FS） | 送校
防护 | 5.4.5 | 574-321 | 电池测试及模拟设备 | E-storage 2.0 | 输出电压：50.02-800.18测量电压50.02-800.18充电电流49.95-600.58放电电流-50.05--600.54 | 电压：Urel=0.10%（k=2）电流Urel=0.10%（k=2） | 送校
防护 | 5.4.5 | JMD-089-4 | 数字万用表 | T1H6102 | （1） 直流电压：0~1000V （2） 交流电压：0~1000V （3） 直流电流：0~10A （4） 交流电流：0~10A | （1）直流电压：0.5%+3 （2）交流电压：1.0%+3（3）直流电流：1.5%+3（4）交流电流：1.5%+3 | 送检
耐振动强度 | 5.5.1 | 573-493 | 三综合振动试验系统电动振动台 | MPA3548/H2065A/BT1800M/BT1000M | 频率范围：2~2100Hz | ①2.1%(k=2) | 送校
耐振动强度 | 5.5.1 | 574-170 | 动力电池模块测试系统 | BNT100-060-3ME | 充/放电电压：0～60VDC 充/放电电流：-100A～100A 温度采集通道输入温度范围：-40～+150℃ | 温度：±1℃ 电压：不低于0.1%（RS﹢FS） 电流：不低于0.1%（RS﹢FS） | 送校
耐振动强度 | 5.5.1 | 574-321 | 电池测试及模拟设备 | E-storage 2.0 | 输出电压：50.02-800.18测量电压50.02-800.18充电电流49.95-600.58放电电流-50.05--600.54 | 电压：Urel=0.10%（k=2）电流Urel=0.10%（k=2） | 送校
耐振动强度 | 5.5.1 | 574-160 | 耐压绝缘测试仪 | 19073 | 电压：Ac为0.05~5kV,DC为0.05~6kV;泄漏电流：0.1uA~20mA | ③:电压：1%+5V;③:泄漏电流：1.5%+5counts | 送校
耐振动强度 | 5.5.1 | D572-113 | 机械式温湿度计 | HM10 | 湿度：10%-97%温度：-80-45℃ | 温度：0.15℃DP(k=2)湿度：1.0%RH（k=2） | 送校
耐冲击强度 | 5.5.2 | 574-170 | 动力电池模块测试系统 | BNT100-060-3ME | 充/放电电压：0～60VDC 充/放电电流：-100A～100A 温度采集通道输入温度范围：-40～+150℃ | 温度：±1℃ 电压：不低于0.1%（RS﹢FS） 电流：不低于0.1%（RS﹢FS） | 送校
耐冲击强度 | 5.5.2 | 574-321 | 电池测试及模拟设备 | E-storage 2.0 | 输出电压：50.02-800.18测量电压50.02-800.18充电电流49.95-600.58放电电流-50.05--600.54 | 电压：Urel=0.10%（k=2）电流Urel=0.10%（k=2） | 送校
耐冲击强度 | 5.5.2 | D572-113 | 机械式温湿度计 | HM10 | 湿度：10%-97%温度：-80-45℃ | 温度：0.15℃DP(k=2)湿度：1.0%RH（k=2） | 送校
锁止固定 | 5.5.3 | 574-170 | 动力电池模块测试系统 | BNT100-060-3ME | 充/放电电压：0～60VDC 充/放电电流：-100A～100A 温度采集通道输入温度范围：-40～+150℃ | 温度：±1℃ 电压：不低于0.1%（RS﹢FS） 电流：不低于0.1%（RS﹢FS） | 送校
锁止固定 | 5.5.3 | 574-321 | 电池测试及模拟设备 | E-storage 2.0 | 输出电压：50.02-800.18测量电压50.02-800.18充电电流49.95-600.58放电电流-50.05--600.54 | 电压：Urel=0.10%（k=2）电流Urel=0.10%（k=2） | 送校
蓄电池单体及模块 | 5.6.1 | 574-169 | 动力电池单体测试系统 | UBT100-05-8ME | 充/放电电压：0～5VDC 充/放电电流：-100A～100A 温度采集通道输入温度范围：-40～+150℃ | 温度：±1℃ 电压：不低于0.1%（RS﹢FS） 电流：不低于0.1%（RS﹢FS） | 送校
蓄电池单体及模块 | 5.6.1 | 574-170 | 动力电池模块测试系统 | BNT100-060-3ME | 充/放电电压：0～60VDC 充/放电电流：-100A～100A 温度采集通道输入温度范围：-40～+150℃ | 温度：±1℃ 电压：不低于0.1%（RS﹢FS） 电流：不低于0.1%（RS﹢FS） | 送校
蓄电池单体及模块 | 5.6.1 | 572-120 | 高低温湿热试验箱 | GDW/JB-1000 | -40℃～+150℃；20%～98%r.h | 温度均匀度：≤2℃；波动度：≤±0.52℃；湿度误差：+2/-3%r.h | 送检
蓄电池单体及模块 | 5.6.1 | 579-178 | 高空模拟试验箱 | BE-8203 | 压力范围：10.0KPa—101.3KPa（可调） 工作室尺寸：1800W×2800D×1800H（mm） | 压力调节精度：0.1Kpa | 送校
蓄电池单体及模块 | 5.6.1 | 579-083 | 汽车蓄电池跌落试验台 | BDT-1 | 高度范围：837mm-1654mm | 2.3精度：1mm | 送校
蓄电池单体及模块 | 5.6.1 | 579-084 | 汽车蓄电池针刺挤压试验台 | BPT-1 | 最大挤压针刺推力：80吨 针刺挤压速度：无级调速，最大50mm/s |  | 送校
蓄电池单体及模块 | 5.6.1 | 574-171 | 电池短路试验机 | GGD | 电压：0~800V 电流：0~10000A 时间：0~600s | 电压：0.5% 电流：0.5% 时间：1s | 送校
蓄电池单体及模块 | 5.6.1 | D572-113 | 机械式温湿度计 | HM10 | 湿度：10%-97%温度：-80-45℃ | 温度：0.15℃DP(k=2)湿度：1.0%RH（k=2） | 送校
蓄电池单体及模块 | 5.6.1 | 572-097 | 快速温变试验箱 | KS-1000 | 温度范围：-40℃～+130℃ | 温度均匀度：≤0.5℃，温度波动度：≤0.4℃ | 送校
蓄电池单体及模块 | 5.6.1 | 579-088 | 蓄水槽 | F10026 | / | / | 其他方式
过充电保护 | 5.6.2.1 | D572-113 | 机械式温湿度计 | HM10 | 湿度：10%-97%温度：-80-45℃ | 温度：0.15℃DP(k=2)湿度：1.0%RH（k=2） | 送校
过充电保护 | 5.6.2.1 | 574-170 | 动力电池模块测试系统 | BNT100-060-3ME | 充/放电电压：0～60VDC 充/放电电流：-100A～100A 温度采集通道输入温度范围：-40～+150℃ | 温度：±1℃ 电压：不低于0.1%（RS﹢FS） 电流：不低于0.1%（RS﹢FS） | 送校
过充电保护 | 5.6.2.1 | 574-321 | 电池测试及模拟设备 | E-storage 2.0 | 输出电压：50.02-800.18测量电压50.02-800.18充电电流49.95-600.58放电电流-50.05--600.54 | 电压：Urel=0.10%（k=2）电流Urel=0.10%（k=2） | 送校
过充电保护 | 5.6.2.1 | 574-160 | 耐压绝缘测试仪 | 19073 | 电压：Ac为0.05~5kV,DC为0.05~6kV;泄漏电流：0.1uA~20mA | ③:电压：1%+5V;③:泄漏电流：1.5%+5counts | 送校
过放电保护 | 5.6.2.2 | D572-113 | 机械式温湿度计 | HM10 | 湿度：10%-97%温度：-80-45℃ | 温度：0.15℃DP(k=2)湿度：1.0%RH（k=2） | 送校
过放电保护 | 5.6.2.2 | 574-170 | 动力电池模块测试系统 | BNT100-060-3ME | 充/放电电压：0～60VDC 充/放电电流：-100A～100A 温度采集通道输入温度范围：-40～+150℃ | 温度：±1℃ 电压：不低于0.1%（RS﹢FS） 电流：不低于0.1%（RS﹢FS） | 送校
过放电保护 | 5.6.2.2 | 574-321 | 电池测试及模拟设备 | E-storage 2.0 | 输出电压：50.02-800.18测量电压50.02-800.18充电电流49.95-600.58放电电流-50.05--600.54 | 电压：Urel=0.10%（k=2）电流Urel=0.10%（k=2） | 送校
过放电保护 | 5.6.2.2 | 574-160 | 耐压绝缘测试仪 | 19073 | 电压：Ac为0.05~5kV,DC为0.05~6kV;泄漏电流：0.1uA~20mA | ③:电压：1%+5V;③:泄漏电流：1.5%+5counts | 送校
过温保护 | 5.6.2.3 | 572-120 | 高低温湿热试验箱 | GDW/JB-1000 | -40℃～+150℃；20%～98%r.h | 温度均匀度：≤2℃；波动度：≤±0.52℃；湿度误差：+2/-3%r.h | 送检
过温保护 | 5.6.2.3 | 574-170 | 动力电池模块测试系统 | BNT100-060-3ME | 充/放电电压：0～60VDC 充/放电电流：-100A～100A 温度采集通道输入温度范围：-40～+150℃ | 温度：±1℃ 电压：不低于0.1%（RS﹢FS） 电流：不低于0.1%（RS﹢FS） | 送校
过温保护 | 5.6.2.3 | 574-321 | 电池测试及模拟设备 | E-storage 2.0 | 输出电压：50.02-800.18测量电压50.02-800.18充电电流49.95-600.58放电电流-50.05--600.54 | 电压：Urel=0.10%（k=2）电流Urel=0.10%（k=2） | 送校
过温保护 | 5.6.2.3 | 574-160 | 耐压绝缘测试仪 | 19073 | 电压：Ac为0.05~5kV,DC为0.05~6kV;泄漏电流：0.1uA~20mA | ③:电压：1%+5V;③:泄漏电流：1.5%+5counts | 送校
短路保护 | 5.6.2.4 | D572-113 | 机械式温湿度计 | HM10 | 湿度：10%-97%温度：-80-45℃ | 温度：0.15℃DP(k=2)湿度：1.0%RH（k=2） | 送校
短路保护 | 5.6.2.4 | 574-171 | 电池短路试验机 | GGD | 电压：0~800V 电流：0~10000A 时间：0~600s | 电压：0.5% 电流：0.5% 时间：1s | 送校
短路保护 | 5.6.2.4 | 574-170 | 动力电池模块测试系统 | BNT100-060-3ME | 充/放电电压：0～60VDC 充/放电电流：-100A～100A 温度采集通道输入温度范围：-40～+150℃ | 温度：±1℃ 电压：不低于0.1%（RS﹢FS） 电流：不低于0.1%（RS﹢FS） | 送校
短路保护 | 5.6.2.4 | 574-321 | 电池测试及模拟设备 | E-storage 2.0 | 输出电压：50.02-800.18测量电压50.02-800.18充电电流49.95-600.58放电电流-50.05--600.54 | 电压：Urel=0.10%（k=2）电流Urel=0.10%（k=2） | 送校
短路保护 | 5.6.2.4 | 574-160 | 耐压绝缘测试仪 | 19073 | 电压：Ac为0.05~5kV,DC为0.05~6kV;泄漏电流：0.1uA~20mA | ③:电压：1%+5V;③:泄漏电流：1.5%+5counts | 送校
海水浸泡 | 5.6.2.5 | 574-170 | 动力电池模块测试系统 | BNT100-060-3ME | 充/放电电压：0～60VDC 充/放电电流：-100A～100A 温度采集通道输入温度范围：-40～+150℃ | 温度：±1℃ 电压：不低于0.1%（RS﹢FS） 电流：不低于0.1%（RS﹢FS） | 送校
海水浸泡 | 5.6.2.5 | 574-321 | 电池测试及模拟设备 | E-storage 2.0 | 输出电压：50.02-800.18测量电压50.02-800.18充电电流49.95-600.58放电电流-50.05--600.54 | 电压：Urel=0.10%（k=2）电流Urel=0.10%（k=2） | 送校
海水浸泡 | 5.6.2.5 | 579-088 | 蓄水槽 | F10026 | / | / | 其他方式
海水浸泡 | 5.6.2.5 | D572-113 | 机械式温湿度计 | HM10 | 湿度：10%-97%温度：-80-45℃ | 温度：0.15℃DP(k=2)湿度：1.0%RH（k=2） | 送校
外部火烧 | 5.6.2.6 | D572-113 | 机械式温湿度计 | HM10 | 湿度：10%-97%温度：-80-45℃ | 温度：0.15℃DP(k=2)湿度：1.0%RH（k=2） | 送校
外部火烧 | 5.6.2.6 | 579-175 | 电池包火烧试验台 | BE-8202 | 外形尺寸：L9000 X W4000 X H5000（mm） 移动板尺寸：W2200 X L3400（mm） 油盘尺寸：W2000 X L3200 X H300（mm） 试验车移动速度：工作速度：6000mm/min，空载速度：30m/min 盖板移动速度：6000mm/min | / | 送校
外部火烧 | 5.6.2.6 | 574-170 | 动力电池模块测试系统 | BNT100-060-3ME | 充/放电电压：0～60VDC 充/放电电流：-100A～100A 温度采集通道输入温度范围：-40～+150℃ | 温度：±1℃ 电压：不低于0.1%（RS﹢FS） 电流：不低于0.1%（RS﹢FS） | 送校
外部火烧 | 5.6.2.6 | 574-321 | 电池测试及模拟设备 | E-storage 2.0 | 输出电压：50.02-800.18测量电压50.02-800.18充电电流49.95-600.58放电电流-50.05--600.54 | 电压：Urel=0.10%（k=2）电流Urel=0.10%（k=2） | 送校
跌落 | 5.6.2.7 | 574-170 | 动力电池模块测试系统 | BNT100-060-3ME | 充/放电电压：0～60VDC 充/放电电流：-100A～100A 温度采集通道输入温度范围：-40～+150℃ | 温度：±1℃ 电压：不低于0.1%（RS﹢FS） 电流：不低于0.1%（RS﹢FS） | 送校
跌落 | 5.6.2.7 | 574-321 | 电池测试及模拟设备 | E-storage 2.0 | 输出电压：50.02-800.18测量电压50.02-800.18充电电流49.95-600.58放电电流-50.05--600.54 | 电压：Urel=0.10%（k=2）电流Urel=0.10%（k=2） | 送校
跌落 | 5.6.2.7 | D572-113 | 机械式温湿度计 | HM10 | 湿度：10%-97%温度：-80-45℃ | 温度：0.15℃DP(k=2)湿度：1.0%RH（k=2） | 送校
跌落 | 5.6.2.7 | 579-083 | 汽车蓄电池跌落试验台 | BDT-1 | 高度范围：837mm-1654mm | 2.3精度：1mm | 送校
BCU输出显示的信息 | 5.7.1
蓄电池数据采集 | 5.7.2
故障报警 | 5.7.3 | 574-170 | 动力电池模块测试系统 | BNT100-060-3ME | 充/放电电压：0～60VDC 充/放电电流：-100A～100A 温度采集通道输入温度范围：-40～+150℃ | 温度：±1℃ 电压：不低于0.1%（RS﹢FS） 电流：不低于0.1%（RS﹢FS） | 送校
故障报警 | 5.7.3 | 574-321 | 电池测试及模拟设备 | E-storage 2.0 | 输出电压：50.02-800.18测量电压50.02-800.18充电电流49.95-600.58放电电流-50.05--600.54 | 电压：Urel=0.10%（k=2）电流Urel=0.10%（k=2） | 送校
故障报警 | 5.7.3 | 572-120 | 高低温湿热试验箱 | GDW/JB-1000 | -40℃～+150℃；20%～98%r.h | 温度均匀度：≤2℃；波动度：≤±0.52℃；湿度误差：+2/-3%r.h | 送检
电池充放电保护 | 5.7.4 | 574-170 | 动力电池模块测试系统 | BNT100-060-3ME | 充/放电电压：0～60VDC 充/放电电流：-100A～100A 温度采集通道输入温度范围：-40～+150℃ | 温度：±1℃ 电压：不低于0.1%（RS﹢FS） 电流：不低于0.1%（RS﹢FS） | 送校
电池充放电保护 | 5.7.4 | 574-321 | 电池测试及模拟设备 | E-storage 2.0 | 输出电压：50.02-800.18测量电压50.02-800.18充电电流49.95-600.58放电电流-50.05--600.54 | 电压：Urel=0.10%（k=2）电流Urel=0.10%（k=2） | 送校
电池充放电保护 | 5.7.4 | 572-120 | 高低温湿热试验箱 | GDW/JB-1000 | -40℃～+150℃；20%～98%r.h | 温度均匀度：≤2℃；波动度：≤±0.52℃；湿度误差：+2/-3%r.h | 送检
BCU与整车控制器,电机控制器,充电机CAN通讯功能 | 5.7.5
保险控制 | 5.8.1
动力电缆与安装 | 5.8.2
动力电缆连接器 | 5.8.3
材料 | 5.9.1
线束 | 5.9.2
连接器 | 5.9.3